## BY MARKET PARTICIPANT
1819 SINGLE ELECTRICITY MARKET APPROVED TRANSMISSION LOSS ADJUSTMENT FACTORS - MARKET PARTICIPANTS | [26 empty] | Rev 1
Market Participant - Transmission Connected | Unit ID TSO | Transmission Station | kV | Month
|  |  |  | Oct |  | Nov |  | Dec |  | Jan |  | Feb |  | Mar |  | Apr |  | May |  | Jun |  | Jul |  | Aug |  | Sep
|  |  |  | Day | Night | Day | Night | Day | Night | Day | Night | Day | Night | Day | Night | Day | Night | Day | Night | Day | Night | Day | Night | Day | Night | Day | Night
Ardnacrusha 1 Generator Unit | AA1 | ARDNACRUSHA | 110 | 0.986 | 0.981 | 0.984 | 0.979 | 0.985 | 0.978 | 0.982 | 0.974 | 0.981 | 0.975 | 0.984 | 0.975 | 0.986 | 0.979 | 0.99 | 0.984 | 0.991 | 0.985 | 0.991 | 0.983 | 0.99 | 0.982 | 0.99 | 0.981
Ardnacrusha 2 Generator Unit | AA2 | ARDNACRUSHA | 110 | 0.986 | 0.981 | 0.984 | 0.979 | 0.985 | 0.978 | 0.982 | 0.974 | 0.981 | 0.975 | 0.984 | 0.975 | 0.986 | 0.979 | 0.99 | 0.984 | 0.991 | 0.985 | 0.991 | 0.983 | 0.99 | 0.982 | 0.99 | 0.981
Ardnacrusha 3 Generator Unit | AA3 | ARDNACRUSHA | 110 | 0.986 | 0.981 | 0.984 | 0.979 | 0.985 | 0.978 | 0.982 | 0.974 | 0.981 | 0.975 | 0.984 | 0.975 | 0.986 | 0.979 | 0.99 | 0.984 | 0.991 | 0.985 | 0.991 | 0.983 | 0.99 | 0.982 | 0.99 | 0.981
Ardnacrusha 4 Generator Unit | AA4 | ARDNACRUSHA | 110 | 0.986 | 0.981 | 0.984 | 0.979 | 0.985 | 0.978 | 0.982 | 0.974 | 0.981 | 0.975 | 0.984 | 0.975 | 0.986 | 0.979 | 0.99 | 0.984 | 0.991 | 0.985 | 0.991 | 0.983 | 0.99 | 0.982 | 0.99 | 0.981
Aghada Generator Unit | AD1 | AGHADA | 220 | 0.979 | 0.973 | 0.976 | 0.97 | 0.978 | 0.971 | 0.977 | 0.969 | 0.974 | 0.968 | 0.976 | 0.968 | 0.972 | 0.962 | 0.976 | 0.969 | 0.984 | 0.977 | 0.983 | 0.974 | 0.983 | 0.973 | 0.98 | 0.972
AGHADA CT11 Generator Unit | AT1 | AGHADA_B | 220 | 0.979 | 0.973 | 0.976 | 0.97 | 0.978 | 0.971 | 0.977 | 0.969 | 0.974 | 0.968 | 0.976 | 0.968 | 0.972 | 0.962 | 0.976 | 0.969 | 0.984 | 0.977 | 0.983 | 0.974 | 0.983 | 0.973 | 0.98 | 0.972
AGHADA CT12 Generator Unit | AT2 | AGHADA_B | 220 | 0.979 | 0.973 | 0.976 | 0.97 | 0.978 | 0.971 | 0.977 | 0.969 | 0.974 | 0.968 | 0.976 | 0.968 | 0.972 | 0.962 | 0.976 | 0.969 | 0.984 | 0.977 | 0.983 | 0.974 | 0.983 | 0.973 | 0.98 | 0.972
AGHADA CT14 Generator Unit | AT4 | AGH_AT14 | 220 | 0.979 | 0.973 | 0.976 | 0.97 | 0.978 | 0.971 | 0.977 | 0.969 | 0.974 | 0.968 | 0.976 | 0.968 | 0.972 | 0.962 | 0.976 | 0.969 | 0.984 | 0.977 | 0.983 | 0.974 | 0.983 | 0.973 | 0.98 | 0.972
ESB Arklow Bank | ARB | ARKLOW | 110 | 1.002 | 1 | 0.998 | 0.997 | 1 | 0.998 | 0.999 | 0.997 | 0.998 | 0.997 | 1.002 | 1 | 1 | 0.994 | 0.999 | 0.995 | 1.004 | 0.999 | 1.004 | 0.999 | 1.004 | 0.999 | 1.003 | 0.999
Raheenleagh 1 Windfarm | RL1 | ARKLOW | 110 | 1.002 | 1 | 0.998 | 0.997 | 1 | 0.998 | 0.999 | 0.997 | 0.998 | 0.997 | 1.002 | 1 | 1 | 0.994 | 0.999 | 0.995 | 1.004 | 0.999 | 1.004 | 0.999 | 1.004 | 0.999 | 1.003 | 0.999
Athea Wind Farm | AH1 | ATHEA | 110 | 0.98 | 0.977 | 0.979 | 0.976 | 0.98 | 0.976 | 0.975 | 0.971 | 0.974 | 0.97 | 0.975 | 0.971 | 0.983 | 0.977 | 0.985 | 0.981 | 0.986 | 0.981 | 0.985 | 0.979 | 0.985 | 0.979 | 0.984 | 0.978
Sealrock 3 Generator Unit | SK3 | AUGHINISH | 110 | 0.973 | 0.969 | 0.971 | 0.968 | 0.973 | 0.967 | 0.969 | 0.963 | 0.967 | 0.962 | 0.97 | 0.963 | 0.975 | 0.968 | 0.978 | 0.974 | 0.979 | 0.974 | 0.983 | 0.977 | 0.978 | 0.971 | 0.978 | 0.972
Sealrock 4 Generator Unit | SK4 | AUGHINISH | 110 | 0.973 | 0.969 | 0.971 | 0.968 | 0.973 | 0.967 | 0.969 | 0.963 | 0.967 | 0.962 | 0.97 | 0.963 | 0.975 | 0.968 | 0.978 | 0.974 | 0.979 | 0.974 | 0.983 | 0.977 | 0.978 | 0.971 | 0.978 | 0.972
Booltiagh 2 Wind Farm | BT2 | BOOLTIAGH | 110 | 0.984 | 0.979 | 0.983 | 0.979 | 0.983 | 0.978 | 0.979 | 0.974 | 0.978 | 0.974 | 0.98 | 0.974 | 0.986 | 0.98 | 0.989 | 0.983 | 0.989 | 0.983 | 0.988 | 0.981 | 0.988 | 0.98 | 0.987 | 0.98
Booltiagh Windfarm | BT1 | BOOLTIAGH | 110 | 0.984 | 0.979 | 0.983 | 0.979 | 0.983 | 0.978 | 0.979 | 0.974 | 0.978 | 0.974 | 0.98 | 0.974 | 0.986 | 0.98 | 0.989 | 0.983 | 0.989 | 0.983 | 0.988 | 0.981 | 0.988 | 0.98 | 0.987 | 0.98
Ballybane Windfarm | BA1 | BALLYLICKEY | 110 | 0.977 | 0.969 | 0.976 | 0.967 | 0.977 | 0.968 | 0.976 | 0.965 | 0.974 | 0.964 | 0.974 | 0.964 | 0.972 | 0.96 | 0.976 | 0.966 | 0.98 | 0.971 | 0.979 | 0.969 | 0.979 | 0.968 | 0.978 | 0.967
Ballybane Wind Farm Phase 2 | BA2 | BALLYLICKEY | 110 | 0.977 | 0.969 | 0.976 | 0.967 | 0.977 | 0.968 | 0.976 | 0.965 | 0.974 | 0.964 | 0.974 | 0.964 | 0.972 | 0.96 | 0.976 | 0.966 | 0.98 | 0.971 | 0.979 | 0.969 | 0.979 | 0.968 | 0.978 | 0.967
Ballybane Generator Unit | BA3 | BALLYLICKEY | 110 | 0.977 | 0.969 | 0.976 | 0.967 | 0.977 | 0.968 | 0.976 | 0.965 | 0.974 | 0.964 | 0.974 | 0.964 | 0.972 | 0.96 | 0.976 | 0.966 | 0.98 | 0.971 | 0.979 | 0.969 | 0.979 | 0.968 | 0.978 | 0.967
Curraghmore Hydro Plant | CM1 | BALLYLICKEY | 110 | 0.977 | 0.969 | 0.976 | 0.967 | 0.977 | 0.968 | 0.976 | 0.965 | 0.974 | 0.964 | 0.974 | 0.964 | 0.972 | 0.96 | 0.976 | 0.966 | 0.98 | 0.971 | 0.979 | 0.969 | 0.979 | 0.968 | 0.978 | 0.967
Coollegrean Windfarm | OG1 | CORDAL | 110 | 0.978 | 0.972 | 0.976 | 0.971 | 0.977 | 0.971 | 0.974 | 0.967 | 0.972 | 0.966 | 0.974 | 0.966 | 0.976 | 0.967 | 0.979 | 0.972 | 0.982 | 0.975 | 0.981 | 0.973 | 0.981 | 0.972 | 0.979 | 0.971
Cordal 2 Windfarm | DL2 | CORDAL | 110 | 0.978 | 0.972 | 0.976 | 0.971 | 0.977 | 0.971 | 0.974 | 0.967 | 0.972 | 0.966 | 0.974 | 0.966 | 0.976 | 0.967 | 0.979 | 0.972 | 0.982 | 0.975 | 0.981 | 0.973 | 0.981 | 0.972 | 0.979 | 0.971
Cordal Windfarm | DL1 | CORDAL | 110 | 0.978 | 0.972 | 0.976 | 0.971 | 0.977 | 0.971 | 0.974 | 0.967 | 0.972 | 0.966 | 0.974 | 0.966 | 0.976 | 0.967 | 0.979 | 0.972 | 0.982 | 0.975 | 0.981 | 0.973 | 0.981 | 0.972 | 0.979 | 0.971
Scartaglen WF Gate 2 | ST1 | CORDAL | 110 | 0.978 | 0.972 | 0.976 | 0.971 | 0.977 | 0.971 | 0.974 | 0.967 | 0.972 | 0.966 | 0.974 | 0.966 | 0.976 | 0.967 | 0.979 | 0.972 | 0.982 | 0.975 | 0.981 | 0.973 | 0.981 | 0.972 | 0.979 | 0.971
Scartaglen WF Gate 3 | ST2 | CORDAL | 110 | 0.978 | 0.972 | 0.976 | 0.971 | 0.977 | 0.971 | 0.974 | 0.967 | 0.972 | 0.966 | 0.974 | 0.966 | 0.976 | 0.967 | 0.979 | 0.972 | 0.982 | 0.975 | 0.981 | 0.973 | 0.981 | 0.972 | 0.979 | 0.971
Airoshin Generator Unit | MC1 | BINBANE | 110 | 0.985 | 0.976 | 0.988 | 0.979 | 0.985 | 0.976 | 0.988 | 0.98 | 0.989 | 0.982 | 0.987 | 0.979 | 0.985 | 0.977 | 0.981 | 0.973 | 0.977 | 0.969 | 0.979 | 0.968 | 0.98 | 0.97 | 0.981 | 0.971
Clady Generating Station | CU1 | BINBANE | 110 | 0.985 | 0.976 | 0.988 | 0.979 | 0.985 | 0.976 | 0.988 | 0.98 | 0.989 | 0.982 | 0.987 | 0.979 | 0.985 | 0.977 | 0.981 | 0.973 | 0.977 | 0.969 | 0.979 | 0.968 | 0.98 | 0.97 | 0.981 | 0.971
Barranafaddock Windfarm | BF1 | BARRYMORE | 110 | 0.985 | 0.977 | 0.981 | 0.974 | 0.983 | 0.975 | 0.982 | 0.973 | 0.98 | 0.972 | 0.982 | 0.973 | 0.978 | 0.967 | 0.982 | 0.973 | 0.988 | 0.98 | 0.987 | 0.977 | 0.987 | 0.976 | 0.985 | 0.975
Cloghboola Wind Farm | CL1 | CLOGHBOOLA | 110 | 0.977 | 0.974 | 0.976 | 0.973 | 0.977 | 0.973 | 0.973 | 0.968 | 0.971 | 0.967 | 0.973 | 0.967 | 0.981 | 0.974 | 0.983 | 0.978 | 0.984 | 0.978 | 0.983 | 0.977 | 0.983 | 0.977 | 0.982 | 0.975
Cloghaneleskirt Wind Farm | KI1 | CLOGHBOOLA | 110 | 0.977 | 0.974 | 0.976 | 0.973 | 0.977 | 0.973 | 0.973 | 0.968 | 0.971 | 0.967 | 0.973 | 0.967 | 0.981 | 0.974 | 0.983 | 0.978 | 0.984 | 0.978 | 0.983 | 0.977 | 0.983 | 0.977 | 0.982 | 0.975
Glanaruddery Windfarms 1 | DA1 | CLOGHBOOLA | 110 | 0.977 | 0.974 | 0.976 | 0.973 | 0.977 | 0.973 | 0.973 | 0.968 | 0.971 | 0.967 | 0.973 | 0.967 | 0.981 | 0.974 | 0.983 | 0.978 | 0.984 | 0.978 | 0.983 | 0.977 | 0.983 | 0.977 | 0.982 | 0.975
Glanaruddery Windfarms 2 | DA2 | CLOGHBOOLA | 110 | 0.977 | 0.974 | 0.976 | 0.973 | 0.977 | 0.973 | 0.973 | 0.968 | 0.971 | 0.967 | 0.973 | 0.967 | 0.981 | 0.974 | 0.983 | 0.978 | 0.984 | 0.978 | 0.983 | 0.977 | 0.983 | 0.977 | 0.982 | 0.975
Boggeragh 2 Windfarm | BG2 | BOGGERAGH | 110 | 0.975 | 0.969 | 0.973 | 0.967 | 0.975 | 0.967 | 0.972 | 0.964 | 0.97 | 0.963 | 0.972 | 0.963 | 0.971 | 0.961 | 0.975 | 0.967 | 0.98 | 0.972 | 0.978 | 0.97 | 0.978 | 0.969 | 0.977 | 0.968
Boggeragh Windfarm Generator Unit | BG1 | BOGGERAGH | 110 | 0.975 | 0.969 | 0.973 | 0.967 | 0.975 | 0.967 | 0.972 | 0.964 | 0.97 | 0.963 | 0.972 | 0.963 | 0.971 | 0.961 | 0.975 | 0.967 | 0.98 | 0.972 | 0.978 | 0.97 | 0.978 | 0.969 | 0.977 | 0.968
Carraigcannon Windfarm (Gen Unit) | CD1 | BOGGERAGH | 110 | 0.975 | 0.969 | 0.973 | 0.967 | 0.975 | 0.967 | 0.972 | 0.964 | 0.97 | 0.963 | 0.972 | 0.963 | 0.971 | 0.961 | 0.975 | 0.967 | 0.98 | 0.972 | 0.978 | 0.97 | 0.978 | 0.969 | 0.977 | 0.968
Tullynamoyle 3 Windfarm | TM3 | CORDERRY | 110 | 0.987 | 0.981 | 0.989 | 0.983 | 0.987 | 0.981 | 0.988 | 0.982 | 0.987 | 0.983 | 0.988 | 0.982 | 0.988 | 0.983 | 0.986 | 0.981 | 0.983 | 0.978 | 0.984 | 0.977 | 0.985 | 0.978 | 0.985 | 0.979
Tullynamoyle Wind Farm 2 | TM2 | CORDERRY | 110 | 0.987 | 0.981 | 0.989 | 0.983 | 0.987 | 0.981 | 0.988 | 0.982 | 0.987 | 0.983 | 0.988 | 0.982 | 0.988 | 0.983 | 0.986 | 0.981 | 0.983 | 0.978 | 0.984 | 0.977 | 0.985 | 0.978 | 0.985 | 0.979
Pallas Generator Unit | CJ1 | CLAHANE | 110 | 0.979 | 0.975 | 0.979 | 0.975 | 0.98 | 0.974 | 0.977 | 0.971 | 0.975 | 0.97 | 0.975 | 0.969 | 0.981 | 0.976 | 0.983 | 0.98 | 0.984 | 0.98 | 0.984 | 0.978 | 0.983 | 0.978 | 0.982 | 0.977
Raheen Barr Gen Unit | MXE | CASTLEBAR | 110 | 0.996 | 0.987 | 1 | 0.99 | 0.995 | 0.986 | 0.996 | 0.986 | 0.995 | 0.987 | 0.993 | 0.985 | 0.988 | 0.979 | 0.987 | 0.978 | 0.984 | 0.974 | 0.984 | 0.972 | 0.983 | 0.973 | 0.984 | 0.973
Carrigadrohid Generator Unit | LE3 | CARRIGADROHI | 110 | 0.979 | 0.973 | 0.976 | 0.971 | 0.979 | 0.971 | 0.976 | 0.968 | 0.974 | 0.968 | 0.976 | 0.968 | 0.974 | 0.965 | 0.978 | 0.971 | 0.983 | 0.976 | 0.982 | 0.974 | 0.982 | 0.973 | 0.98 | 0.971
Acres Windfarm | AS1 | CATH_FALL | 110 | 0.984 | 0.978 | 0.985 | 0.979 | 0.983 | 0.977 | 0.985 | 0.98 | 0.986 | 0.982 | 0.986 | 0.979 | 0.986 | 0.98 | 0.983 | 0.977 | 0.981 | 0.974 | 0.983 | 0.973 | 0.982 | 0.975 | 0.983 | 0.976
Erne 3 Generator Unit | ER3 | CATH_FALL | 110 | 0.984 | 0.978 | 0.985 | 0.979 | 0.983 | 0.977 | 0.985 | 0.98 | 0.986 | 0.982 | 0.986 | 0.979 | 0.986 | 0.98 | 0.983 | 0.977 | 0.981 | 0.974 | 0.983 | 0.973 | 0.982 | 0.975 | 0.983 | 0.976
Erne 4 Generator Unit | ER4 | CATH_FALL | 110 | 0.984 | 0.978 | 0.985 | 0.979 | 0.983 | 0.977 | 0.985 | 0.98 | 0.986 | 0.982 | 0.986 | 0.979 | 0.986 | 0.98 | 0.983 | 0.977 | 0.981 | 0.974 | 0.983 | 0.973 | 0.982 | 0.975 | 0.983 | 0.976
Erne 1 Generator Unit | ER1 | CLIFF | 110 | 0.984 | 0.977 | 0.985 | 0.979 | 0.983 | 0.976 | 0.985 | 0.979 | 0.986 | 0.981 | 0.986 | 0.979 | 0.986 | 0.98 | 0.983 | 0.977 | 0.981 | 0.974 | 0.982 | 0.973 | 0.983 | 0.975 | 0.983 | 0.975
Erne 2 Generator Unit | ER2 | CLIFF | 110 | 0.984 | 0.977 | 0.985 | 0.979 | 0.983 | 0.976 | 0.985 | 0.979 | 0.986 | 0.981 | 0.986 | 0.979 | 0.986 | 0.98 | 0.983 | 0.977 | 0.981 | 0.974 | 0.982 | 0.973 | 0.983 | 0.975 | 0.983 | 0.975
Ballywater Generator Unit | BW1 | CRANE | 110 | 1.001 | 0.998 | 0.995 | 0.991 | 0.997 | 0.994 | 0.997 | 0.993 | 0.995 | 0.992 | 1.002 | 0.998 | 0.996 | 0.987 | 0.993 | 0.987 | 1.003 | 0.996 | 1.003 | 0.996 | 1.004 | 0.996 | 1.003 | 0.996
BRUREE HYDRO | BR1 | CHARLEVILLE | 110 | 0.984 | 0.977 | 0.982 | 0.975 | 0.984 | 0.975 | 0.982 | 0.973 | 0.98 | 0.972 | 0.981 | 0.972 | 0.98 | 0.97 | 0.984 | 0.976 | 0.988 | 0.98 | 0.987 | 0.978 | 0.987 | 0.977 | 0.986 | 0.976
Castlepook Wind Farm | PO1 | CHARLEVILLE | 110 | 0.984 | 0.977 | 0.982 | 0.975 | 0.984 | 0.975 | 0.982 | 0.973 | 0.98 | 0.972 | 0.981 | 0.972 | 0.98 | 0.97 | 0.984 | 0.976 | 0.988 | 0.98 | 0.987 | 0.978 | 0.987 | 0.977 | 0.986 | 0.976
Knocknatallig Wind Farm | KQ1 | CHARLEVILLE | 110 | 0.984 | 0.977 | 0.982 | 0.975 | 0.984 | 0.975 | 0.982 | 0.973 | 0.98 | 0.972 | 0.981 | 0.972 | 0.98 | 0.97 | 0.984 | 0.976 | 0.988 | 0.98 | 0.987 | 0.978 | 0.987 | 0.977 | 0.986 | 0.976
Gortahile Windfarm Ltd Generator Unit | GE1 | CARLOW | 110 | 1.003 | 1.001 | 0.998 | 0.995 | 1 | 0.997 | 0.999 | 0.996 | 0.997 | 0.995 | 1.004 | 1.001 | 1 | 0.991 | 0.999 | 0.993 | 1.006 | 0.999 | 1.005 | 0.998 | 1.006 | 0.998 | 1.005 | 0.998
Dunneil Windfarm (Kingsmountain Phase 2) | KG2 | CUNGHILL | 110 | 0.989 | 0.979 | 0.991 | 0.987 | 0.988 | 0.98 | 0.989 | 0.986 | 0.989 | 0.987 | 0.988 | 0.984 | 0.983 | 0.97 | 0.981 | 0.968 | 0.978 | 0.963 | 0.978 | 0.962 | 0.978 | 0.964 | 0.979 | 0.966
Kingsmountain Generator Unit | KGM | CUNGHILL | 110 | 0.989 | 0.979 | 0.991 | 0.987 | 0.988 | 0.98 | 0.989 | 0.986 | 0.989 | 0.987 | 0.988 | 0.984 | 0.983 | 0.97 | 0.981 | 0.968 | 0.978 | 0.963 | 0.978 | 0.962 | 0.978 | 0.964 | 0.979 | 0.966
Cushaling Power PPMG1 | ED3 | CUSHALING | 110 | 0.983 | 0.975 | 0.984 | 0.977 | 0.988 | 0.982 | 0.984 | 0.976 | 0.984 | 0.977 | 0.984 | 0.977 | 0.988 | 0.977 | 1.009 | 1.002 | 0.99 | 0.979 | 0.984 | 0.972 | 0.984 | 0.972 | 0.983 | 0.973
Cushaling Power PPMG2 | ED5 | CUSHALING | 110 | 0.983 | 0.975 | 0.984 | 0.977 | 0.988 | 0.982 | 0.984 | 0.976 | 0.984 | 0.977 | 0.984 | 0.977 | 0.988 | 0.977 | 1.009 | 1.002 | 0.99 | 0.979 | 0.984 | 0.972 | 0.984 | 0.972 | 0.983 | 0.973
Edenderry Power Supply | ED1 | CUSHALING | 110 | 0.983 | 0.975 | 0.984 | 0.977 | 0.988 | 0.982 | 0.984 | 0.976 | 0.984 | 0.977 | 0.984 | 0.977 | 0.988 | 0.977 | 1.009 | 1.002 | 0.99 | 0.979 | 0.984 | 0.972 | 0.984 | 0.972 | 0.983 | 0.973
Coomagearlahy Generator Unit | CG1 | COOMAGEARLAH | 110 | 0.976 | 0.97 | 0.974 | 0.968 | 0.976 | 0.969 | 0.973 | 0.965 | 0.971 | 0.964 | 0.972 | 0.964 | 0.973 | 0.964 | 0.977 | 0.97 | 0.98 | 0.973 | 0.979 | 0.971 | 0.979 | 0.97 | 0.978 | 0.969
SWS Green Energy Gen Unit (Sillahertane) | CG2 | COOMAGEARLAH | 110 | 0.976 | 0.97 | 0.974 | 0.968 | 0.976 | 0.969 | 0.973 | 0.965 | 0.971 | 0.964 | 0.972 | 0.964 | 0.973 | 0.964 | 0.977 | 0.97 | 0.98 | 0.973 | 0.979 | 0.971 | 0.979 | 0.97 | 0.978 | 0.969
SWS Kilgarvan Ext Inchincoosh | CG3 | COOMAGEARLAH | 110 | 0.976 | 0.97 | 0.974 | 0.968 | 0.976 | 0.969 | 0.973 | 0.965 | 0.971 | 0.964 | 0.972 | 0.964 | 0.973 | 0.964 | 0.977 | 0.97 | 0.98 | 0.973 | 0.979 | 0.971 | 0.979 | 0.97 | 0.978 | 0.969
Grove Hill Windfarm | GR1 | DUNDALK | 110 | 1.008 | 1.006 | 1.01 | 1.008 | 1.009 | 1.008 | 1.01 | 1.011 | 1.01 | 1.011 | 1.009 | 1.009 | 1.01 | 1.009 | 1.007 | 1.005 | 1.004 | 1.002 | 1.006 | 1.003 | 1.006 | 1.005 | 1.006 | 1.006
Seecon Wind Farm | SO1 | UGOOL | 110 | 0.987 | 0.982 | 0.988 | 0.984 | 0.987 | 0.981 | 0.984 | 0.979 | 0.983 | 0.979 | 0.984 | 0.978 | 0.991 | 0.985 | 0.992 | 0.986 | 0.99 | 0.984 | 0.99 | 0.983 | 0.99 | 0.983 | 0.989 | 0.983
Uggool Windfarm | UG1 | UGOOL | 110 | 0.987 | 0.982 | 0.988 | 0.984 | 0.987 | 0.981 | 0.984 | 0.979 | 0.983 | 0.979 | 0.984 | 0.978 | 0.991 | 0.985 | 0.992 | 0.986 | 0.99 | 0.984 | 0.99 | 0.983 | 0.99 | 0.983 | 0.989 | 0.983
Dromada Windfarm Generator Unit | DR1 | DROMADA | 110 | 0.98 | 0.977 | 0.978 | 0.976 | 0.98 | 0.976 | 0.975 | 0.971 | 0.973 | 0.97 | 0.975 | 0.97 | 0.983 | 0.976 | 0.985 | 0.98 | 0.986 | 0.981 | 0.985 | 0.979 | 0.985 | 0.979 | 0.984 | 0.978
Indaver - Meath Waste - Generator | IW1 | DRYBRIDGE | 110 | 1.007 | 1.006 | 1.008 | 1.008 | 1.008 | 1.007 | 1.008 | 1.008 | 1.008 | 1.009 | 1.008 | 1.008 | 1.009 | 1.008 | 1.008 | 1.007 | 1.006 | 1.004 | 1.007 | 1.005 | 1.007 | 1.006 | 1.007 | 1.006
Killaveenoge Windfarm | KV1 | DUNMANWAY | 110 | 0.98 | 0.973 | 0.978 | 0.971 | 0.98 | 0.971 | 0.978 | 0.968 | 0.976 | 0.968 | 0.977 | 0.968 | 0.975 | 0.965 | 0.979 | 0.971 | 0.984 | 0.976 | 0.982 | 0.973 | 0.982 | 0.972 | 0.981 | 0.971
Derrybrien Wind Farm | DY1 | DERRYBRIEN | 110 | 0.981 | 0.976 | 0.98 | 0.974 | 0.981 | 0.974 | 0.978 | 0.97 | 0.978 | 0.971 | 0.979 | 0.971 | 0.982 | 0.974 | 0.987 | 0.98 | 0.984 | 0.977 | 0.983 | 0.975 | 0.983 | 0.974 | 0.982 | 0.974
Rhode Peaking 1 Generator Unit | RP1 | DERRYIRON | 110 | 0.999 | 0.997 | 1 | 0.999 | 1.001 | 1 | 1 | 0.998 | 0.999 | 0.998 | 1 | 0.999 | 1.003 | 0.998 | 1.008 | 1.004 | 1.002 | 0.997 | 1 | 0.996 | 1.001 | 0.996 | 1 | 0.996
Rhode Peaking 2 Generator Unit | RP2 | DERRYIRON | 110 | 0.999 | 0.997 | 1 | 0.999 | 1.001 | 1 | 1 | 0.998 | 0.999 | 0.998 | 1 | 0.999 | 1.003 | 0.998 | 1.008 | 1.004 | 1.002 | 0.997 | 1 | 0.996 | 1.001 | 0.996 | 1 | 0.996
Kill Hill Wind Farm Limited | KH1 | KILL HILL | 110 | 0.986 | 0.979 | 0.984 | 0.976 | 0.985 | 0.977 | 0.984 | 0.975 | 0.983 | 0.976 | 0.985 | 0.977 | 0.983 | 0.971 | 0.985 | 0.975 | 0.988 | 0.977 | 0.987 | 0.975 | 0.987 | 0.975 | 0.986 | 0.975
Mount Lucas Wind Farm Limited | MO1 | MOUNTLUCAS | 110 | 0.986 | 0.981 | 0.987 | 0.982 | 0.99 | 0.986 | 0.987 | 0.981 | 0.986 | 0.982 | 0.986 | 0.982 | 0.99 | 0.982 | 1.007 | 1.001 | 0.991 | 0.983 | 0.986 | 0.977 | 0.987 | 0.978 | 0.986 | 0.978
Garvagh Glebe Generator Unit | GH1 | GARVAGH | 110 | 0.986 | 0.979 | 0.988 | 0.981 | 0.986 | 0.979 | 0.987 | 0.98 | 0.986 | 0.981 | 0.987 | 0.98 | 0.987 | 0.982 | 0.985 | 0.98 | 0.982 | 0.976 | 0.983 | 0.976 | 0.984 | 0.977 | 0.984 | 0.978
Tullynahaw Generator Unit | GH2 | GARVAGH | 110 | 0.986 | 0.979 | 0.988 | 0.981 | 0.986 | 0.979 | 0.987 | 0.98 | 0.986 | 0.981 | 0.987 | 0.98 | 0.987 | 0.982 | 0.985 | 0.98 | 0.982 | 0.976 | 0.983 | 0.976 | 0.984 | 0.977 | 0.984 | 0.978
Midas Generator Unit | GLC | GLANLEE | 110 | 0.976 | 0.97 | 0.974 | 0.968 | 0.976 | 0.969 | 0.973 | 0.965 | 0.971 | 0.964 | 0.972 | 0.964 | 0.973 | 0.964 | 0.977 | 0.97 | 0.98 | 0.973 | 0.979 | 0.971 | 0.979 | 0.97 | 0.978 | 0.969
Great Island CCGT | GI4 | GREAT ISLAND | 220 | 0.998 | 0.994 | 0.987 | 0.983 | 0.991 | 0.987 | 0.99 | 0.984 | 0.987 | 0.983 | 0.998 | 0.993 | 0.988 | 0.979 | 0.985 | 0.979 | 1.001 | 0.994 | 1 | 0.993 | 1.001 | 0.993 | 1 | 0.993
Coomacheo Generator Unit | CZ1 | GARROW | 110 | 0.978 | 0.972 | 0.976 | 0.97 | 0.977 | 0.971 | 0.974 | 0.967 | 0.972 | 0.966 | 0.974 | 0.966 | 0.974 | 0.965 | 0.977 | 0.97 | 0.981 | 0.974 | 0.98 | 0.972 | 0.98 | 0.971 | 0.978 | 0.97
Knock South Windfarm | KK1 | GALWAY | 110 | 0.99 | 0.986 | 0.991 | 0.987 | 0.99 | 0.985 | 0.988 | 0.983 | 0.986 | 0.983 | 0.987 | 0.982 | 0.993 | 0.988 | 0.994 | 0.989 | 0.993 | 0.987 | 0.992 | 0.986 | 0.992 | 0.986 | 0.992 | 0.986
Barnesmore (Golagh) Windfarm | GO1 | GOLAGH | 110 | 0.98 | 0.973 | 0.982 | 0.975 | 0.98 | 0.973 | 0.982 | 0.976 | 0.983 | 0.978 | 0.983 | 0.975 | 0.982 | 0.975 | 0.978 | 0.971 | 0.976 | 0.968 | 0.978 | 0.967 | 0.978 | 0.97 | 0.979 | 0.97
Bord Gais ROI - Whitegate Generator Unit | WG1 | GLANAGOW | 220 | 0.979 | 0.973 | 0.976 | 0.97 | 0.978 | 0.971 | 0.977 | 0.969 | 0.974 | 0.968 | 0.976 | 0.968 | 0.972 | 0.962 | 0.976 | 0.969 | 0.984 | 0.977 | 0.983 | 0.974 | 0.983 | 0.973 | 0.98 | 0.972
Taurbeg Wind Farm | TR1 | GLENLARA | 110 | 0.985 | 0.977 | 0.983 | 0.975 | 0.984 | 0.975 | 0.983 | 0.973 | 0.981 | 0.972 | 0.982 | 0.972 | 0.981 | 0.969 | 0.985 | 0.975 | 0.989 | 0.979 | 0.988 | 0.976 | 0.987 | 0.975 | 0.987 | 0.975
HPC1 Generation Unit | HNC | HUNTSTOWN | 220 | 1.003 | 1.004 | 1.004 | 1.004 | 1.004 | 1.004 | 1.003 | 1.004 | 1.002 | 1.004 | 1.004 | 1.004 | 1.006 | 1.005 | 1.006 | 1.005 | 1.005 | 1.004 | 1.006 | 1.004 | 1.006 | 1.004 | 1.004 | 1.004
VPL Generation Unit | HN2 | HUNTSTOWN 2 | 220 | 1.003 | 1.004 | 1.003 | 1.004 | 1.004 | 1.004 | 1.003 | 1.004 | 1.002 | 1.004 | 1.003 | 1.004 | 1.006 | 1.005 | 1.006 | 1.005 | 1.005 | 1.004 | 1.005 | 1.005 | 1.006 | 1.004 | 1.004 | 1.004
Inniscarra (Lee unit 1) Generator Unit | LE1 | INISCARRA | 110 | 0.982 | 0.977 | 0.979 | 0.973 | 0.981 | 0.974 | 0.979 | 0.971 | 0.977 | 0.971 | 0.979 | 0.971 | 0.976 | 0.966 | 0.98 | 0.974 | 0.987 | 0.98 | 0.985 | 0.977 | 0.985 | 0.976 | 0.984 | 0.975
Lee unit 2 Generator Unit | LE2 | INISCARRA | 110 | 0.982 | 0.977 | 0.979 | 0.973 | 0.981 | 0.974 | 0.979 | 0.971 | 0.977 | 0.971 | 0.979 | 0.971 | 0.976 | 0.966 | 0.98 | 0.974 | 0.987 | 0.98 | 0.985 | 0.977 | 0.985 | 0.976 | 0.984 | 0.975
Monaincha Wind Farm | MH1 | IKERRIN | 110 | 0.985 | 0.976 | 0.984 | 0.976 | 0.985 | 0.976 | 0.984 | 0.975 | 0.984 | 0.976 | 0.984 | 0.976 | 0.983 | 0.97 | 0.988 | 0.977 | 0.986 | 0.975 | 0.985 | 0.973 | 0.985 | 0.972 | 0.985 | 0.972
Dublin Bay Generator Unit | DB1 | IRISHTOWN | 220 | 1.002 | 1.003 | 1.002 | 1.003 | 1.003 | 1.003 | 1.002 | 1.002 | 1.001 | 1.002 | 1.002 | 1.002 | 1.005 | 1.003 | 1.004 | 1.003 | 1.004 | 1.003 | 1.005 | 1.003 | 1.005 | 1.003 | 1.004 | 1.003
Arthurstown 1(ESB) Generator Unit | AR2 | KILTEEL | 110 | 1.003 | 1.001 | 1.004 | 1.004 | 1.005 | 1.004 | 1.005 | 1.002 | 1.005 | 1.002 | 1.004 | 1.002 | 1.006 | 1.001 | 1.012 | 1.008 | 1.006 | 1.001 | 1.004 | 0.999 | 1.005 | 0.999 | 1.004 | 1
Knocknagoum Windfarm Limited | KM1 | REAMORE | 110 | 0.981 | 0.975 | 0.98 | 0.974 | 0.981 | 0.974 | 0.978 | 0.97 | 0.976 | 0.97 | 0.977 | 0.969 | 0.982 | 0.973 | 0.985 | 0.977 | 0.986 | 0.978 | 0.985 | 0.976 | 0.985 | 0.976 | 0.984 | 0.975
Leanamore | LM1 | KILPADDOGE | 110 | 0.981 | 0.979 | 0.981 | 0.978 | 0.982 | 0.978 | 0.977 | 0.973 | 0.975 | 0.972 | 0.977 | 0.973 | 0.985 | 0.98 | 0.988 | 0.984 | 0.988 | 0.984 | 0.987 | 0.983 | 0.987 | 0.981 | 0.986 | 0.981
Lanesboro | LR4 | LANESBORO | 110 | 0.979 | 0.974 | 0.981 | 0.975 | 0.98 | 0.975 | 0.981 | 0.974 | 0.98 | 0.975 | 0.986 | 0.982 | 0.983 | 0.974 | 0.984 | 0.976 | 0.98 | 0.972 | 0.979 | 0.97 | 0.979 | 0.971 | 0.979 | 0.972
Cark Wind Farm | CAR | LETTERKENNY | 110 | 0.984 | 0.974 | 0.987 | 0.977 | 0.984 | 0.975 | 0.988 | 0.98 | 0.988 | 0.981 | 0.986 | 0.978 | 0.985 | 0.975 | 0.98 | 0.97 | 0.977 | 0.967 | 0.979 | 0.967 | 0.98 | 0.969 | 0.981 | 0.971
Cuillagh Generator Unit | CUH | LETTERKENNY | 110 | 0.984 | 0.974 | 0.987 | 0.977 | 0.984 | 0.975 | 0.988 | 0.98 | 0.988 | 0.981 | 0.986 | 0.978 | 0.985 | 0.975 | 0.98 | 0.97 | 0.977 | 0.967 | 0.979 | 0.967 | 0.98 | 0.969 | 0.981 | 0.971
Bruckana Wind Farm Limited | BU1 | LISHEEN | 110 | 0.979 | 0.97 | 0.977 | 0.969 | 0.978 | 0.969 | 0.978 | 0.968 | 0.977 | 0.969 | 0.978 | 0.969 | 0.976 | 0.963 | 0.979 | 0.968 | 0.98 | 0.967 | 0.979 | 0.965 | 0.979 | 0.965 | 0.978 | 0.965
Lisheen Wind Farm 2 Ltd | LS2 | LISHEEN | 110 | 0.979 | 0.97 | 0.977 | 0.969 | 0.978 | 0.969 | 0.978 | 0.968 | 0.977 | 0.969 | 0.978 | 0.969 | 0.976 | 0.963 | 0.979 | 0.968 | 0.98 | 0.967 | 0.979 | 0.965 | 0.979 | 0.965 | 0.978 | 0.965
Lisheen Windfarm Phase 1 | LS1 | LISHEEN | 110 | 0.979 | 0.97 | 0.977 | 0.969 | 0.978 | 0.969 | 0.978 | 0.968 | 0.977 | 0.969 | 0.978 | 0.969 | 0.976 | 0.963 | 0.979 | 0.968 | 0.98 | 0.967 | 0.979 | 0.965 | 0.979 | 0.965 | 0.978 | 0.965
Ballycadden Wind Farm | BY1 | LODGEWOOD | 110 | 1 | 0.997 | 0.993 | 0.99 | 0.996 | 0.992 | 0.995 | 0.991 | 0.993 | 0.99 | 1 | 0.997 | 0.994 | 0.986 | 0.992 | 0.986 | 1.002 | 0.996 | 1.002 | 0.996 | 1.002 | 0.995 | 1.001 | 0.995
Ballycadden Wind Farm Phase 2 | BY2 | LODGEWOOD | 110 | 1 | 0.997 | 0.993 | 0.99 | 0.996 | 0.992 | 0.995 | 0.991 | 0.993 | 0.99 | 1 | 0.997 | 0.994 | 0.986 | 0.992 | 0.986 | 1.002 | 0.996 | 1.002 | 0.996 | 1.002 | 0.995 | 1.001 | 0.995
Castledockrell Windfarm (Gen Unit) | CK1 | LODGEWOOD | 110 | 1 | 0.997 | 0.993 | 0.99 | 0.996 | 0.992 | 0.995 | 0.991 | 0.993 | 0.99 | 1 | 0.997 | 0.994 | 0.986 | 0.992 | 0.986 | 1.002 | 0.996 | 1.002 | 0.996 | 1.002 | 0.995 | 1.001 | 0.995
Gibbet Hill Windfarm | GT1 | LODGEWOOD | 110 | 1 | 0.997 | 0.993 | 0.99 | 0.996 | 0.992 | 0.995 | 0.991 | 0.993 | 0.99 | 1 | 0.997 | 0.994 | 0.986 | 0.992 | 0.986 | 1.002 | 0.996 | 1.002 | 0.996 | 1.002 | 0.995 | 1.001 | 0.995
Gartnaneane Generator Unit | GA2 | MEATH HILL | 110 | 1.005 | 1.004 | 1.007 | 1.006 | 1.006 | 1.005 | 1.008 | 1.007 | 1.007 | 1.008 | 1.007 | 1.007 | 1.007 | 1.007 | 1.005 | 1.004 | 1.002 | 1 | 1.003 | 1.001 | 1.004 | 1.002 | 1.004 | 1.003
Bawnmore Windfarm | BN1 | MACROOM | 110 | 0.979 | 0.973 | 0.976 | 0.97 | 0.978 | 0.971 | 0.976 | 0.968 | 0.974 | 0.967 | 0.976 | 0.967 | 0.974 | 0.964 | 0.978 | 0.971 | 0.983 | 0.976 | 0.982 | 0.973 | 0.982 | 0.972 | 0.98 | 0.971
Moneypoint 1 Generator Unit | MP1 | MNYPG1 | 380 | 0.985 | 0.984 | 0.984 | 0.983 | 0.986 | 0.983 | 0.981 | 0.978 | 0.979 | 0.978 | 0.981 | 0.978 | 0.99 | 0.985 | 0.991 | 0.988 | 0.991 | 0.987 | 0.99 | 0.986 | 0.991 | 0.986 | 0.99 | 0.985
Moneypoint Windfarm | MP9 | MONEYPOINT | 110 | 0.983 | 0.98 | 0.982 | 0.98 | 0.983 | 0.979 | 0.978 | 0.974 | 0.976 | 0.974 | 0.978 | 0.974 | 0.987 | 0.982 | 0.989 | 0.985 | 0.989 | 0.985 | 0.988 | 0.983 | 0.988 | 0.982 | 0.987 | 0.982
Moneypoint 3 Generator Unit | MP3 | MNYPG3 | 380 | 0.985 | 0.984 | 0.984 | 0.983 | 0.986 | 0.983 | 0.981 | 0.978 | 0.979 | 0.978 | 0.981 | 0.978 | 0.99 | 0.985 | 0.991 | 0.988 | 0.991 | 0.987 | 0.99 | 0.986 | 0.991 | 0.986 | 0.99 | 0.985
Moneypoint 2 Generator Unit | MP2 | MNYPG2 | 380 | 0.985 | 0.984 | 0.984 | 0.983 | 0.986 | 0.983 | 0.981 | 0.978 | 0.979 | 0.978 | 0.981 | 0.978 | 0.99 | 0.985 | 0.991 | 0.988 | 0.991 | 0.987 | 0.99 | 0.986 | 0.991 | 0.986 | 0.99 | 0.985
Marina Generator Unit | MRT | MARINA | 110 | 0.983 | 0.977 | 0.98 | 0.974 | 0.983 | 0.975 | 0.981 | 0.972 | 0.978 | 0.972 | 0.98 | 0.972 | 0.977 | 0.966 | 0.981 | 0.973 | 0.988 | 0.98 | 0.986 | 0.977 | 0.986 | 0.976 | 0.984 | 0.975
Mulreavy Windfarm | MB1 | MULREAVY | 110 | 0.978 | 0.97 | 0.98 | 0.973 | 0.977 | 0.97 | 0.98 | 0.974 | 0.981 | 0.975 | 0.98 | 0.972 | 0.98 | 0.972 | 0.976 | 0.969 | 0.974 | 0.965 | 0.975 | 0.965 | 0.976 | 0.967 | 0.976 | 0.968
Tawnaghmore Peaking 1 Generator Unit | TP1 | MOY | 110 | 0.991 | 0.981 | 0.994 | 0.984 | 0.989 | 0.979 | 0.991 | 0.98 | 0.99 | 0.981 | 0.988 | 0.979 | 0.975 | 0.964 | 0.972 | 0.961 | 0.969 | 0.958 | 0.969 | 0.956 | 0.969 | 0.956 | 0.969 | 0.957
Tawnaghmore Peaking 3 Generator Unit | TP3 | MOY | 110 | 0.991 | 0.981 | 0.994 | 0.984 | 0.989 | 0.979 | 0.991 | 0.98 | 0.99 | 0.981 | 0.988 | 0.979 | 0.975 | 0.964 | 0.972 | 0.961 | 0.969 | 0.958 | 0.969 | 0.956 | 0.969 | 0.956 | 0.969 | 0.957
Meentycat Generator Unit | MCT | MEENTYCAT | 110 | 0.979 | 0.97 | 0.982 | 0.972 | 0.979 | 0.97 | 0.983 | 0.974 | 0.983 | 0.975 | 0.981 | 0.972 | 0.98 | 0.971 | 0.975 | 0.966 | 0.972 | 0.962 | 0.974 | 0.962 | 0.975 | 0.965 | 0.976 | 0.966
Meenadreen South 2 Windfarm | MD1 | MULREAVY | 110 | 0.978 | 0.97 | 0.98 | 0.973 | 0.977 | 0.97 | 0.98 | 0.974 | 0.981 | 0.975 | 0.98 | 0.972 | 0.98 | 0.972 | 0.976 | 0.969 | 0.974 | 0.965 | 0.975 | 0.965 | 0.976 | 0.967 | 0.976 | 0.968
North Wall5 Generator Unit | NW5 | NORTH WALL | 220 | 1.003 | 1.003 | 1.003 | 1.004 | 1.003 | 1.004 | 1.003 | 1.003 | 1.002 | 1.003 | 1.003 | 1.003 | 1.006 | 1.004 | 1.005 | 1.004 | 1.005 | 1.003 | 1.005 | 1.004 | 1.006 | 1.004 | 1.004 | 1.003
Carrowleagh Windfarm | XR1 | GLENREE | 110 | 0.989 | 0.98 | 0.992 | 0.982 | 0.987 | 0.978 | 0.989 | 0.979 | 0.988 | 0.98 | 0.987 | 0.978 | 0.977 | 0.967 | 0.974 | 0.964 | 0.971 | 0.961 | 0.971 | 0.959 | 0.971 | 0.96 | 0.972 | 0.96
Liffey 1 Generator Unit | LI1 | POLLAPHUCA | 110 | 1.001 | 1 | 0.994 | 0.993 | 0.996 | 0.995 | 0.996 | 0.994 | 0.995 | 0.993 | 1.004 | 1.001 | 0.999 | 0.991 | 0.998 | 0.992 | 1.004 | 0.997 | 1.005 | 0.996 | 1.005 | 0.996 | 1.005 | 0.996
Liffey 2 Generator Unit | LI2 | POLLAPHUCA | 110 | 1.001 | 1 | 0.994 | 0.993 | 0.996 | 0.995 | 0.996 | 0.994 | 0.995 | 0.993 | 1.004 | 1.001 | 0.999 | 0.991 | 0.998 | 0.992 | 1.004 | 0.997 | 1.005 | 0.996 | 1.005 | 0.996 | 1.005 | 0.996
Liffey 3 Hydro Unit | LI3 | POLLAPHUCA | 110 | 1.001 | 1 | 0.994 | 0.993 | 0.996 | 0.995 | 0.996 | 0.994 | 0.995 | 0.993 | 1.004 | 1.001 | 0.999 | 0.991 | 0.998 | 0.992 | 1.004 | 0.997 | 1.005 | 0.996 | 1.005 | 0.996 | 1.005 | 0.996
Liffey 4 Generator Unit | LI4 | POLLAPHUCA | 110 | 1.001 | 1 | 0.994 | 0.993 | 0.996 | 0.995 | 0.996 | 0.994 | 0.995 | 0.993 | 1.004 | 1.001 | 0.999 | 0.991 | 0.998 | 0.992 | 1.004 | 0.997 | 1.005 | 0.996 | 1.005 | 0.996 | 1.005 | 0.996
Liffey 5 Generator Unit | LI5 | POLLAPHUCA | 110 | 1.001 | 1 | 0.994 | 0.993 | 0.996 | 0.995 | 0.996 | 0.994 | 0.995 | 0.993 | 1.004 | 1.001 | 0.999 | 0.991 | 0.998 | 0.992 | 1.004 | 0.997 | 1.005 | 0.996 | 1.005 | 0.996 | 1.005 | 0.996
Dublin Waste to Energy | DW1 | RINGSEND | 110 | 1.004 | 1.004 | 1.004 | 1.005 | 1.005 | 1.005 | 1.004 | 1.004 | 1.003 | 1.004 | 1.005 | 1.004 | 1.007 | 1.005 | 1.006 | 1.005 | 1.006 | 1.004 | 1.006 | 1.005 | 1.007 | 1.004 | 1.006 | 1.005
Grouselodge Windfarm (Gen Unit) | GW1 | RATHKEALE | 110 | 0.984 | 0.98 | 0.983 | 0.979 | 0.984 | 0.979 | 0.98 | 0.974 | 0.978 | 0.974 | 0.98 | 0.974 | 0.987 | 0.984 | 0.989 | 0.988 | 0.99 | 0.988 | 0.99 | 0.987 | 0.989 | 0.986 | 0.988 | 0.985
Rathcahill West Windfarm | RC1 | RATHKEALE | 110 | 0.984 | 0.98 | 0.983 | 0.979 | 0.984 | 0.979 | 0.98 | 0.974 | 0.978 | 0.974 | 0.98 | 0.974 | 0.987 | 0.984 | 0.989 | 0.988 | 0.99 | 0.988 | 0.99 | 0.987 | 0.989 | 0.986 | 0.988 | 0.985
Bindoo Generator Unit | BD1 | RATRUSSAN | 110 | 1 | 0.996 | 1.002 | 0.998 | 1.001 | 0.997 | 1.002 | 1 | 1.002 | 1 | 1.001 | 0.999 | 1.001 | 0.998 | 0.999 | 0.995 | 0.995 | 0.991 | 0.996 | 0.991 | 0.996 | 0.992 | 0.997 | 0.993
Mountain Lodge Wind Farm | ML1 | RATRUSSAN | 110 | 1 | 0.996 | 1.002 | 0.998 | 1.001 | 0.997 | 1.002 | 1 | 1.002 | 1 | 1.001 | 0.999 | 1.001 | 0.998 | 0.999 | 0.995 | 0.995 | 0.991 | 0.996 | 0.991 | 0.996 | 0.992 | 0.997 | 0.993
Shannonbridge Generator Unit | WO4 | SHANNONBRIDG | 110 | 0.984 | 0.978 | 0.984 | 0.978 | 0.985 | 0.978 | 0.984 | 0.977 | 0.984 | 0.978 | 0.984 | 0.977 | 0.985 | 0.975 | 0.993 | 0.985 | 0.987 | 0.978 | 0.986 | 0.976 | 0.986 | 0.976 | 0.985 | 0.976
Leitir Guingaid Wind Farm phase 1 | LG1 | SALTHILL | 110 | 0.99 | 0.986 | 0.991 | 0.987 | 0.99 | 0.986 | 0.988 | 0.983 | 0.987 | 0.983 | 0.987 | 0.983 | 0.994 | 0.989 | 0.994 | 0.989 | 0.993 | 0.988 | 0.992 | 0.986 | 0.992 | 0.986 | 0.992 | 0.986
Shellybanks PBA | PBA | SHELLYBANKS | 220 | 1.002 | 1.003 | 1.002 | 1.003 | 1.003 | 1.003 | 1.002 | 1.002 | 1.001 | 1.002 | 1.003 | 1.003 | 1.005 | 1.003 | 1.005 | 1.003 | 1.005 | 1.003 | 1.005 | 1.003 | 1.005 | 1.003 | 1.004 | 1.003
Shellybanks PBB | PBB | SHELLYBANKS | 220 | 1.002 | 1.003 | 1.002 | 1.003 | 1.003 | 1.003 | 1.002 | 1.002 | 1.001 | 1.002 | 1.003 | 1.003 | 1.005 | 1.003 | 1.005 | 1.003 | 1.005 | 1.003 | 1.005 | 1.003 | 1.005 | 1.003 | 1.004 | 1.003
Tarbert 3 Generator Unit | TB3 | TARBERT | 220 | 0.983 | 0.981 | 0.982 | 0.98 | 0.983 | 0.98 | 0.979 | 0.975 | 0.977 | 0.974 | 0.979 | 0.975 | 0.987 | 0.982 | 0.989 | 0.985 | 0.989 | 0.985 | 0.988 | 0.984 | 0.989 | 0.983 | 0.987 | 0.982
Tarbert 4 Generator Unit | TB4 | TARBERT | 220 | 0.983 | 0.981 | 0.982 | 0.98 | 0.983 | 0.98 | 0.979 | 0.975 | 0.977 | 0.974 | 0.979 | 0.975 | 0.987 | 0.982 | 0.989 | 0.985 | 0.989 | 0.985 | 0.988 | 0.984 | 0.989 | 0.983 | 0.987 | 0.982
Tarbert 1 Generator Unit | TB1 | TARBERT | 110 | 0.983 | 0.981 | 0.982 | 0.98 | 0.983 | 0.98 | 0.979 | 0.975 | 0.977 | 0.974 | 0.979 | 0.975 | 0.987 | 0.982 | 0.989 | 0.985 | 0.989 | 0.985 | 0.988 | 0.984 | 0.988 | 0.983 | 0.987 | 0.982
Tarbert 2 Generator Unit | TB2 | TARBERT | 110 | 0.983 | 0.981 | 0.982 | 0.98 | 0.983 | 0.98 | 0.979 | 0.975 | 0.977 | 0.974 | 0.979 | 0.975 | 0.987 | 0.982 | 0.989 | 0.985 | 0.989 | 0.985 | 0.988 | 0.984 | 0.988 | 0.983 | 0.987 | 0.982
Tynagh Generator Unit | TYC | TYNAGH | 220 | 0.99 | 0.988 | 0.99 | 0.989 | 0.99 | 0.988 | 0.987 | 0.985 | 0.985 | 0.985 | 0.987 | 0.985 | 0.993 | 0.99 | 0.994 | 0.992 | 0.993 | 0.991 | 0.993 | 0.99 | 0.993 | 0.989 | 0.992 | 0.989
Turlough Hill 1 Generator Unit | TH1 | TURLOUGH HIL | 220 | 0.999 | 1.001 | 0.998 | 1.001 | 0.998 | 1.002 | 0.997 | 1 | 0.996 | 1 | 0.998 | 1 | 1.001 | 1 | 1.001 | 1.002 | 1.001 | 1.001 | 1.001 | 1.002 | 1.001 | 1.001 | 1.001 | 1.001
Turlough Hill 2 Generator Unit | TH2 | TURLOUGH HIL | 220 | 0.999 | 1.001 | 0.998 | 1.001 | 0.998 | 1.002 | 0.997 | 1 | 0.996 | 1 | 0.998 | 1 | 1.001 | 1 | 1.001 | 1.002 | 1.001 | 1.001 | 1.001 | 1.002 | 1.001 | 1.001 | 1.001 | 1.001
Turlough Hill 3 Generator Unit | TH3 | TURLOUGH HIL | 220 | 0.999 | 1.001 | 0.998 | 1.001 | 0.998 | 1.002 | 0.997 | 1 | 0.996 | 1 | 0.998 | 1 | 1.001 | 1 | 1.001 | 1.002 | 1.001 | 1.001 | 1.001 | 1.002 | 1.001 | 1.001 | 1.001 | 1.001
Turlough Hill 4 Generator Unit | TH4 | TURLOUGH HIL | 220 | 0.999 | 1.001 | 0.998 | 1.001 | 0.998 | 1.002 | 0.997 | 1 | 0.996 | 1 | 0.998 | 1 | 1.001 | 1 | 1.001 | 1.002 | 1.001 | 1.001 | 1.001 | 1.002 | 1.001 | 1.001 | 1.001 | 1.001
Moanmore Windfarm Generator Unit | MMR | TULLABRACK | 110 | 0.983 | 0.98 | 0.982 | 0.98 | 0.983 | 0.979 | 0.978 | 0.974 | 0.977 | 0.974 | 0.979 | 0.974 | 0.987 | 0.981 | 0.989 | 0.984 | 0.989 | 0.984 | 0.988 | 0.983 | 0.988 | 0.982 | 0.987 | 0.981
Tullabrack Windfarm | TK1 | TULLABRACK | 110 | 0.983 | 0.98 | 0.982 | 0.98 | 0.983 | 0.979 | 0.978 | 0.974 | 0.977 | 0.974 | 0.979 | 0.974 | 0.987 | 0.981 | 0.989 | 0.984 | 0.989 | 0.984 | 0.988 | 0.983 | 0.988 | 0.982 | 0.987 | 0.981
Knockawarriga Generator Unit | KW1 | TRIEN | 110 | 0.981 | 0.975 | 0.981 | 0.975 | 0.981 | 0.975 | 0.979 | 0.971 | 0.976 | 0.97 | 0.977 | 0.969 | 0.982 | 0.977 | 0.985 | 0.981 | 0.985 | 0.981 | 0.984 | 0.978 | 0.984 | 0.979 | 0.984 | 0.978
Tournafulla Generatot Unit | TN2 | TRIEN | 110 | 0.981 | 0.975 | 0.981 | 0.975 | 0.981 | 0.975 | 0.979 | 0.971 | 0.976 | 0.97 | 0.977 | 0.969 | 0.982 | 0.977 | 0.985 | 0.981 | 0.985 | 0.981 | 0.984 | 0.978 | 0.984 | 0.979 | 0.984 | 0.978
Garracummer Wind Farm Ltd | GM1 | CAUTEEN | 110 | 0.984 | 0.977 | 0.981 | 0.975 | 0.983 | 0.975 | 0.981 | 0.972 | 0.979 | 0.972 | 0.982 | 0.973 | 0.982 | 0.971 | 0.984 | 0.976 | 0.987 | 0.978 | 0.986 | 0.976 | 0.986 | 0.975 | 0.985 | 0.975
Glencarbry Windfarm | GY1 | CAUTEEN | 110 | 0.984 | 0.977 | 0.981 | 0.975 | 0.983 | 0.975 | 0.981 | 0.972 | 0.979 | 0.972 | 0.982 | 0.973 | 0.982 | 0.971 | 0.984 | 0.976 | 0.987 | 0.978 | 0.986 | 0.976 | 0.986 | 0.975 | 0.985 | 0.975
Glenough Windfarm | GU1 | CAUTEEN | 110 | 0.984 | 0.977 | 0.981 | 0.975 | 0.983 | 0.975 | 0.981 | 0.972 | 0.979 | 0.972 | 0.982 | 0.973 | 0.982 | 0.971 | 0.984 | 0.976 | 0.987 | 0.978 | 0.986 | 0.976 | 0.986 | 0.975 | 0.985 | 0.975
Cappawhite B | CP3 | CAUTEEN | 110 | 0.984 | 0.977 | 0.981 | 0.975 | 0.983 | 0.975 | 0.981 | 0.972 | 0.979 | 0.972 | 0.982 | 0.973 | 0.982 | 0.971 | 0.984 | 0.976 | 0.987 | 0.978 | 0.986 | 0.976 | 0.986 | 0.975 | 0.985 | 0.975
Cappawhite Windfarm | CP1 | CAUTEEN | 110 | 0.984 | 0.977 | 0.981 | 0.975 | 0.983 | 0.975 | 0.981 | 0.972 | 0.979 | 0.972 | 0.982 | 0.973 | 0.982 | 0.971 | 0.984 | 0.976 | 0.987 | 0.978 | 0.986 | 0.976 | 0.986 | 0.975 | 0.985 | 0.975
Ballincollig Hill Generator Unit | BCW | TRALEE | 110 | 0.982 | 0.976 | 0.981 | 0.976 | 0.982 | 0.976 | 0.979 | 0.972 | 0.977 | 0.971 | 0.978 | 0.971 | 0.983 | 0.975 | 0.986 | 0.979 | 0.987 | 0.979 | 0.986 | 0.978 | 0.986 | 0.978 | 0.985 | 0.977
Muingnaminnane Generator Unit | MU1 | TRALEE | 110 | 0.982 | 0.976 | 0.981 | 0.976 | 0.982 | 0.976 | 0.979 | 0.972 | 0.977 | 0.971 | 0.978 | 0.971 | 0.983 | 0.975 | 0.986 | 0.979 | 0.987 | 0.979 | 0.986 | 0.978 | 0.986 | 0.978 | 0.985 | 0.977
Tursillagh Windfarm | TUR | TRALEE | 110 | 0.982 | 0.976 | 0.981 | 0.976 | 0.982 | 0.976 | 0.979 | 0.972 | 0.977 | 0.971 | 0.978 | 0.971 | 0.983 | 0.975 | 0.986 | 0.979 | 0.987 | 0.979 | 0.986 | 0.978 | 0.986 | 0.978 | 0.985 | 0.977
Ballybay Windfarm | BS1 | THURLES | 110 | 0.984 | 0.975 | 0.982 | 0.974 | 0.983 | 0.974 | 0.983 | 0.973 | 0.982 | 0.974 | 0.983 | 0.974 | 0.981 | 0.968 | 0.985 | 0.974 | 0.985 | 0.973 | 0.984 | 0.971 | 0.984 | 0.971 | 0.984 | 0.971
Cnoc Windfarms | AC1 | THURLES | 110 | 0.984 | 0.975 | 0.982 | 0.974 | 0.983 | 0.974 | 0.983 | 0.973 | 0.982 | 0.974 | 0.983 | 0.974 | 0.981 | 0.968 | 0.985 | 0.974 | 0.985 | 0.973 | 0.984 | 0.971 | 0.984 | 0.971 | 0.984 | 0.971
Beam Windfarm | BM1 | TRILLICK | 110 | 0.975 | 0.963 | 0.979 | 0.967 | 0.975 | 0.965 | 0.98 | 0.969 | 0.981 | 0.971 | 0.978 | 0.966 | 0.976 | 0.962 | 0.971 | 0.956 | 0.966 | 0.952 | 0.969 | 0.952 | 0.969 | 0.955 | 0.971 | 0.956
Sorne Hill Generator Unit | SN1 | TRILLICK | 110 | 0.975 | 0.963 | 0.979 | 0.967 | 0.975 | 0.965 | 0.98 | 0.969 | 0.981 | 0.971 | 0.978 | 0.966 | 0.976 | 0.962 | 0.971 | 0.956 | 0.966 | 0.952 | 0.969 | 0.952 | 0.969 | 0.955 | 0.971 | 0.956
Slievereagh Power Ltd (Wind Unit) | SL1 | TIPPERARY | 110 | 0.987 | 0.979 | 0.984 | 0.977 | 0.985 | 0.977 | 0.984 | 0.975 | 0.983 | 0.975 | 0.985 | 0.976 | 0.984 | 0.973 | 0.986 | 0.977 | 0.989 | 0.979 | 0.989 | 0.978 | 0.988 | 0.977 | 0.988 | 0.977
Slievereagh Power Phase II | SL2 | TIPPERARY | 110 | 0.987 | 0.979 | 0.984 | 0.977 | 0.985 | 0.977 | 0.984 | 0.975 | 0.983 | 0.975 | 0.985 | 0.976 | 0.984 | 0.973 | 0.986 | 0.977 | 0.989 | 0.979 | 0.989 | 0.978 | 0.988 | 0.977 | 0.988 | 0.977
Ballymartin Wind Farm Phase 1 | BX1 | WATERFORD | 110 | 0.998 | 0.994 | 0.988 | 0.983 | 0.992 | 0.986 | 0.991 | 0.984 | 0.988 | 0.983 | 0.998 | 0.992 | 0.988 | 0.978 | 0.986 | 0.979 | 1.001 | 0.994 | 1 | 0.993 | 1.001 | 0.992 | 1 | 0.992
Ballymartin Wind Farm Phase 2 | BX2 | WATERFORD | 110 | 0.998 | 0.994 | 0.988 | 0.983 | 0.992 | 0.986 | 0.991 | 0.984 | 0.988 | 0.983 | 0.998 | 0.992 | 0.988 | 0.978 | 0.986 | 0.979 | 1.001 | 0.994 | 1 | 0.993 | 1.001 | 0.992 | 1 | 0.992
Carnsore Point Generator Unit | CNS | WEXFORD | 110 | 1.005 | 0.999 | 0.997 | 0.992 | 1 | 0.994 | 0.999 | 0.993 | 0.997 | 0.993 | 1.005 | 1 | 0.997 | 0.987 | 0.994 | 0.987 | 1.005 | 0.997 | 1.005 | 0.997 | 1.006 | 0.997 | 1.006 | 0.997
Richfield Generator Unit | RF1 | WEXFORD | 110 | 1.005 | 0.999 | 0.997 | 0.992 | 1 | 0.994 | 0.999 | 0.993 | 0.997 | 0.993 | 1.005 | 1 | 0.997 | 0.987 | 0.994 | 0.987 | 1.005 | 0.997 | 1.005 | 0.997 | 1.006 | 0.997 | 1.006 | 0.997
Woodhouse Wind Farm | WS1 | WOODHOUSE | 110 | 0.99 | 0.984 | 0.984 | 0.978 | 0.987 | 0.98 | 0.986 | 0.978 | 0.983 | 0.977 | 0.988 | 0.981 | 0.982 | 0.971 | 0.983 | 0.975 | 0.993 | 0.985 | 0.993 | 0.984 | 0.993 | 0.983 | 0.991 | 0.982
Boolinrudda Windfarm | RD1 | SLIEVECALLAN | 110 | 0.986 | 0.981 | 0.985 | 0.98 | 0.986 | 0.98 | 0.982 | 0.976 | 0.981 | 0.976 | 0.983 | 0.976 | 0.988 | 0.98 | 0.99 | 0.984 | 0.99 | 0.984 | 0.99 | 0.982 | 0.989 | 0.981 | 0.989 | 0.981
Knockalassa Windfarm | KD1 | SLIEVECALLAN | 110 | 0.986 | 0.981 | 0.985 | 0.98 | 0.986 | 0.98 | 0.982 | 0.976 | 0.981 | 0.976 | 0.983 | 0.976 | 0.988 | 0.98 | 0.99 | 0.984 | 0.99 | 0.984 | 0.99 | 0.982 | 0.989 | 0.981 | 0.989 | 0.981
Dromdeeveen Windfarm | DV1 | GLENLARA | 110 | 0.976 | 0.971 | 0.974 | 0.969 | 0.976 | 0.969 | 0.973 | 0.966 | 0.97 | 0.965 | 0.972 | 0.965 | 0.974 | 0.966 | 0.977 | 0.971 | 0.981 | 0.974 | 0.98 | 0.972 | 0.98 | 0.971 | 0.978 | 0.97
Knockacummer Wind Farm | KC1 | GLENLARA | 110 | 0.976 | 0.971 | 0.974 | 0.969 | 0.976 | 0.969 | 0.973 | 0.966 | 0.97 | 0.965 | 0.972 | 0.965 | 0.974 | 0.966 | 0.977 | 0.971 | 0.981 | 0.974 | 0.98 | 0.972 | 0.98 | 0.971 | 0.978 | 0.97
Aghada 2 Generator Unit | AD2 | LONGPOINT | 220 | 0.979 | 0.973 | 0.976 | 0.97 | 0.978 | 0.971 | 0.977 | 0.969 | 0.974 | 0.968 | 0.976 | 0.968 | 0.972 | 0.962 | 0.976 | 0.969 | 0.984 | 0.977 | 0.983 | 0.974 | 0.983 | 0.973 | 0.98 | 0.972
EWIC | EW1 | DEESIDE | 260 | 0.953 | 0.953 | 0.953 | 0.953 | 0.953 | 0.953 | 0.953 | 0.953 | 0.953 | 0.953 | 0.953 | 0.953 | 0.953 | 0.953 | 0.953 | 0.953 | 0.953 | 0.953 | 0.953 | 0.953 | 0.953 | 0.953 | 0.953 | 0.953
Sliabh Bawn Windfarm | Wind Farm | SLIABH BAWN | 110 | 0.982 | 0.976 | 0.983 | 0.978 | 0.983 | 0.977 | 0.983 | 0.976 | 0.982 | 0.977 | 0.986 | 0.982 | 0.985 | 0.977 | 0.985 | 0.978 | 0.981 | 0.974 | 0.981 | 0.972 | 0.981 | 0.973 | 0.981 | 0.974
Gortmullan Energy Limited | Wind Farm | AGHYOULE | 110 | 0.985 | 0.978 | 0.989 | 0.98 | 0.986 | 0.979 | 0.99 | 0.983 | 0.99 | 0.984 | 0.987 | 0.981 | 0.985 | 0.982 | 0.98 | 0.976 | 0.977 | 0.973 | 0.979 | 0.973 | 0.979 | 0.975 | 0.981 | 0.977
Molly Mountain Wind Farm | Wind Farm | AGHYOULE | 110 | 0.985 | 0.978 | 0.989 | 0.98 | 0.986 | 0.979 | 0.99 | 0.983 | 0.99 | 0.984 | 0.987 | 0.981 | 0.985 | 0.982 | 0.98 | 0.976 | 0.977 | 0.973 | 0.979 | 0.973 | 0.979 | 0.975 | 0.981 | 0.977
Slieve Rushen 2 | Wind Farm | AGHYOULE | 110 | 0.985 | 0.978 | 0.989 | 0.98 | 0.986 | 0.979 | 0.99 | 0.983 | 0.99 | 0.984 | 0.987 | 0.981 | 0.985 | 0.982 | 0.98 | 0.976 | 0.977 | 0.973 | 0.979 | 0.973 | 0.979 | 0.975 | 0.981 | 0.977
Corby Knowe Windfarm | Wind Farm | ANTRIM | 110 | 1 | 0.998 | 1.002 | 1 | 0.999 | 0.998 | 1.002 | 1.003 | 1.003 | 1.003 | 1.001 | 1.001 | 1 | 1.003 | 0.996 | 0.998 | 0.992 | 0.993 | 0.994 | 0.995 | 0.994 | 0.997 | 0.996 | 0.998
AES Ballylumford Limited GT1 | BGT1 | BALLYLUMFORD | 110 | 0.996 | 0.995 | 0.998 | 0.997 | 0.996 | 0.996 | 0.998 | 1 | 0.999 | 1.001 | 0.999 | 1.001 | 0.996 | 1 | 0.991 | 0.994 | 0.988 | 0.99 | 0.99 | 0.991 | 0.989 | 0.992 | 0.99 | 0.993
AES Ballylumford Limited GT2 | BGT2 | BALLYLUMFORD | 110 | 0.996 | 0.995 | 0.998 | 0.997 | 0.996 | 0.996 | 0.998 | 1 | 0.999 | 1.001 | 0.999 | 1.001 | 0.996 | 1 | 0.991 | 0.994 | 0.988 | 0.99 | 0.99 | 0.991 | 0.989 | 0.992 | 0.99 | 0.993
Ballylumford Generator Unit | B10 | BALLYLUMFORD | 110 | 0.996 | 0.995 | 0.998 | 0.997 | 0.996 | 0.996 | 0.998 | 1 | 0.999 | 1.001 | 0.999 | 1.001 | 0.996 | 1 | 0.991 | 0.994 | 0.988 | 0.99 | 0.99 | 0.991 | 0.989 | 0.992 | 0.99 | 0.993
Ballylumford Generator Unit | B31 | BALLYLUMFORD | 275 | 0.999 | 0.998 | 1.001 | 1 | 0.999 | 0.999 | 1.001 | 1.003 | 1.002 | 1.004 | 1.001 | 1.002 | 0.999 | 1.003 | 0.995 | 0.998 | 0.991 | 0.993 | 0.994 | 0.995 | 0.993 | 0.996 | 0.994 | 0.997
Ballylumford Generator Unit | B32 | BALLYLUMFORD | 275 | 0.999 | 0.998 | 1.001 | 1 | 0.999 | 0.999 | 1.001 | 1.003 | 1.002 | 1.004 | 1.001 | 1.002 | 0.999 | 1.003 | 0.995 | 0.998 | 0.991 | 0.993 | 0.994 | 0.995 | 0.993 | 0.996 | 0.994 | 0.997
Ballylumford 4 Generator Unit | B4 | BALLYLUMFORD | 275 | 0.999 | 0.998 | 1.001 | 1 | 0.999 | 0.999 | 1.001 | 1.003 | 1.002 | 1.004 | 1.001 | 1.002 | 0.999 | 1.003 | 0.995 | 0.998 | 0.991 | 0.993 | 0.994 | 0.995 | 0.993 | 0.996 | 0.994 | 0.997
Ballylumford 5 Generator Unit | B5 | BALLYLUMFORD | 275 | 0.999 | 0.998 | 1.001 | 1 | 0.999 | 0.999 | 1.001 | 1.003 | 1.002 | 1.004 | 1.001 | 1.002 | 0.999 | 1.003 | 0.995 | 0.998 | 0.991 | 0.993 | 0.994 | 0.995 | 0.993 | 0.996 | 0.994 | 0.997
ELGINNY HILL WIND FARM | Wind Farm | BALLYMENA | 110 | 1 | 0.998 | 1.003 | 1 | 1 | 0.999 | 1.003 | 1.003 | 1.004 | 1.004 | 1.002 | 1.002 | 1.001 | 1.004 | 0.997 | 0.998 | 0.993 | 0.994 | 0.995 | 0.995 | 0.995 | 0.997 | 0.996 | 0.998
Rathsherry Windfarm | Wind Farm | BALLYMENA | 110 | 1 | 0.998 | 1.003 | 1 | 1 | 0.999 | 1.003 | 1.003 | 1.004 | 1.004 | 1.002 | 1.002 | 1.001 | 1.004 | 0.997 | 0.998 | 0.993 | 0.994 | 0.995 | 0.995 | 0.995 | 0.997 | 0.996 | 0.998
Brockaghboy Windfarm | BKY | BROCKAGHBOY | 110 | 0.986 | 0.982 | 0.989 | 0.984 | 0.986 | 0.983 | 0.99 | 0.988 | 0.99 | 0.988 | 0.987 | 0.986 | 0.985 | 0.988 | 0.98 | 0.981 | 0.976 | 0.979 | 0.98 | 0.98 | 0.981 | 0.982 | 0.983 | 0.984
Carn Hill Windfarm | Wind Farm | CARNMONEY | 110 | 1.003 | 1.001 | 1.006 | 1.004 | 1.004 | 1.002 | 1.007 | 1.007 | 1.008 | 1.008 | 1.006 | 1.006 | 1.004 | 1.007 | 1 | 1.001 | 0.996 | 0.996 | 0.998 | 0.998 | 0.997 | 0.999 | 0.998 | 1.001
Dunbeg Wind Farm | Wind Farm | COLERAINE | 110 | 0.988 | 0.983 | 0.992 | 0.986 | 0.989 | 0.985 | 0.994 | 0.99 | 0.993 | 0.99 | 0.99 | 0.988 | 0.989 | 0.99 | 0.983 | 0.983 | 0.981 | 0.981 | 0.984 | 0.982 | 0.987 | 0.986 | 0.988 | 0.988
Dunmore Wind Farm | Wind Farm | COLERAINE | 110 | 0.988 | 0.983 | 0.992 | 0.986 | 0.989 | 0.985 | 0.994 | 0.99 | 0.993 | 0.99 | 0.99 | 0.988 | 0.989 | 0.99 | 0.983 | 0.983 | 0.981 | 0.981 | 0.984 | 0.982 | 0.987 | 0.986 | 0.988 | 0.988
Garves Wind Generator Unit | Wind Farm | COLERAINE | 110 | 0.988 | 0.983 | 0.992 | 0.986 | 0.989 | 0.985 | 0.994 | 0.99 | 0.993 | 0.99 | 0.99 | 0.988 | 0.989 | 0.99 | 0.983 | 0.983 | 0.981 | 0.981 | 0.984 | 0.982 | 0.987 | 0.986 | 0.988 | 0.988
Gruig Generator Unit | Wind Farm | COLERAINE | 110 | 0.988 | 0.983 | 0.992 | 0.986 | 0.989 | 0.985 | 0.994 | 0.99 | 0.993 | 0.99 | 0.99 | 0.988 | 0.989 | 0.99 | 0.983 | 0.983 | 0.981 | 0.981 | 0.984 | 0.982 | 0.987 | 0.986 | 0.988 | 0.988
Coolkeeragh ESB Ltd GT8 | CGT8 | COOLKEERAGH | 110 | 0.987 | 0.984 | 0.989 | 0.986 | 0.988 | 0.985 | 0.992 | 0.99 | 0.991 | 0.99 | 0.99 | 0.988 | 0.991 | 0.991 | 0.984 | 0.984 | 0.984 | 0.984 | 0.988 | 0.986 | 0.992 | 0.991 | 0.992 | 0.992
Lisahally Power Station | Biomass | COOLKEERAGH | 110 | 0.987 | 0.984 | 0.989 | 0.986 | 0.988 | 0.985 | 0.992 | 0.99 | 0.991 | 0.99 | 0.99 | 0.988 | 0.991 | 0.991 | 0.984 | 0.984 | 0.984 | 0.984 | 0.988 | 0.986 | 0.992 | 0.991 | 0.992 | 0.992
Monnaboy Windfarm | Wind Farm | COOLKEERAGH | 110 | 0.987 | 0.984 | 0.989 | 0.986 | 0.988 | 0.985 | 0.992 | 0.99 | 0.991 | 0.99 | 0.99 | 0.988 | 0.991 | 0.991 | 0.984 | 0.984 | 0.984 | 0.984 | 0.988 | 0.986 | 0.992 | 0.991 | 0.992 | 0.992
Coolkeeragh ESB CCGT Generator Unit | Wind Farm | COOLKEERAGH | 275 | 0.99 | 0.988 | 0.992 | 0.99 | 0.991 | 0.989 | 0.994 | 0.994 | 0.994 | 0.994 | 0.993 | 0.992 | 0.994 | 0.995 | 0.987 | 0.988 | 0.987 | 0.987 | 0.99 | 0.989 | 0.994 | 0.994 | 0.994 | 0.994
Crockagarran Generator Unit | Wind Farm | DUNGANNON | 110 | 0.998 | 0.995 | 1.001 | 0.997 | 0.998 | 0.996 | 1.001 | 1 | 1.001 | 1.001 | 1 | 0.999 | 1 | 1.001 | 0.996 | 0.996 | 0.992 | 0.991 | 0.994 | 0.993 | 0.995 | 0.994 | 0.996 | 0.996
Callagheen Generator Unit | Wind Farm | ENNISKILLEN | 110 | 0.989 | 0.982 | 0.992 | 0.985 | 0.99 | 0.984 | 0.993 | 0.988 | 0.993 | 0.988 | 0.991 | 0.985 | 0.989 | 0.987 | 0.985 | 0.981 | 0.982 | 0.978 | 0.984 | 0.978 | 0.984 | 0.98 | 0.985 | 0.982
Ora More Windfarm | Wind Farm | ENNISKILLEN | 110 | 0.989 | 0.982 | 0.992 | 0.985 | 0.99 | 0.984 | 0.993 | 0.988 | 0.993 | 0.988 | 0.991 | 0.985 | 0.989 | 0.987 | 0.985 | 0.981 | 0.982 | 0.978 | 0.984 | 0.978 | 0.984 | 0.98 | 0.985 | 0.982
Altamuskin Windfarm | Wind Farm | GORT | 110 | 0.99 | 0.985 | 0.992 | 0.988 | 0.99 | 0.987 | 0.993 | 0.991 | 0.993 | 0.991 | 0.991 | 0.989 | 0.991 | 0.99 | 0.986 | 0.985 | 0.983 | 0.982 | 0.985 | 0.982 | 0.986 | 0.984 | 0.987 | 0.986
Slieve Divena Generator Unit | Wind Farm | GORT | 110 | 0.99 | 0.985 | 0.992 | 0.988 | 0.99 | 0.987 | 0.993 | 0.991 | 0.993 | 0.991 | 0.991 | 0.989 | 0.991 | 0.99 | 0.986 | 0.985 | 0.983 | 0.982 | 0.985 | 0.982 | 0.986 | 0.984 | 0.987 | 0.986
Shantavny Scotch Wind Farm | Wind Farm | GORT | 110 | 0.99 | 0.985 | 0.992 | 0.988 | 0.99 | 0.987 | 0.993 | 0.991 | 0.993 | 0.991 | 0.991 | 0.989 | 0.991 | 0.99 | 0.986 | 0.985 | 0.983 | 0.982 | 0.985 | 0.982 | 0.986 | 0.984 | 0.987 | 0.986
Slieve Divena Wind Farm | Wind Farm | GORT | 110 | 0.99 | 0.985 | 0.992 | 0.988 | 0.99 | 0.987 | 0.993 | 0.991 | 0.993 | 0.991 | 0.991 | 0.989 | 0.991 | 0.99 | 0.986 | 0.985 | 0.983 | 0.982 | 0.985 | 0.982 | 0.986 | 0.984 | 0.987 | 0.986
Carrickatane Wind Farm | Wind Farm | KILLYMALLAGHT | 110 | 0.985 | 0.981 | 0.987 | 0.983 | 0.985 | 0.982 | 0.989 | 0.987 | 0.989 | 0.987 | 0.987 | 0.985 | 0.988 | 0.987 | 0.982 | 0.98 | 0.981 | 0.98 | 0.985 | 0.981 | 0.988 | 0.985 | 0.988 | 0.986
Hunters Hill Windfarm Ltd - Eglish Site | Wind Farm | KILLYMALLAGHT | 110 | 0.985 | 0.981 | 0.987 | 0.983 | 0.985 | 0.982 | 0.989 | 0.987 | 0.989 | 0.987 | 0.987 | 0.985 | 0.988 | 0.987 | 0.982 | 0.98 | 0.981 | 0.98 | 0.985 | 0.981 | 0.988 | 0.985 | 0.988 | 0.986
Slieve Kirk Windfarm | SK1 | SLIEVE KIRK | 110 | 0.983 | 0.979 | 0.985 | 0.981 | 0.983 | 0.98 | 0.987 | 0.985 | 0.986 | 0.985 | 0.985 | 0.983 | 0.986 | 0.985 | 0.979 | 0.978 | 0.979 | 0.978 | 0.982 | 0.979 | 0.985 | 0.983 | 0.986 | 0.983
AES GT3 Gen Unit | KGT3 | KILROOT | 275 | 0.999 | 0.997 | 1.001 | 0.999 | 0.999 | 0.998 | 1.001 | 1.002 | 1.002 | 1.002 | 1 | 1.001 | 1.001 | 1.003 | 0.997 | 0.998 | 0.993 | 0.993 | 0.995 | 0.995 | 0.996 | 0.997 | 0.996 | 0.998
AES GT4 Gen Unit | KGT4 | KILROOT | 275 | 0.999 | 0.997 | 1.001 | 0.999 | 0.999 | 0.998 | 1.001 | 1.002 | 1.002 | 1.002 | 1 | 1.001 | 1.001 | 1.003 | 0.997 | 0.998 | 0.993 | 0.993 | 0.995 | 0.995 | 0.996 | 0.997 | 0.996 | 0.998
AES Kilroot - K1 | K1 | KILROOT | 275 | 0.999 | 0.997 | 1.001 | 0.999 | 0.999 | 0.998 | 1.001 | 1.002 | 1.002 | 1.002 | 1 | 1.001 | 1.001 | 1.003 | 0.997 | 0.998 | 0.993 | 0.993 | 0.995 | 0.995 | 0.996 | 0.997 | 0.996 | 0.998
AES Kilroot - K2 | K2 | KILROOT | 275 | 0.999 | 0.997 | 1.001 | 0.999 | 0.999 | 0.998 | 1.001 | 1.002 | 1.002 | 1.002 | 1 | 1.001 | 1.001 | 1.003 | 0.997 | 0.998 | 0.993 | 0.993 | 0.995 | 0.995 | 0.996 | 0.997 | 0.996 | 0.998
AES Kilroot Power Ltd GT1 | KGT1 | KILROOT | 275 | 0.999 | 0.997 | 1.001 | 0.999 | 0.999 | 0.998 | 1.001 | 1.002 | 1.002 | 1.002 | 1 | 1.001 | 1.001 | 1.003 | 0.997 | 0.998 | 0.993 | 0.993 | 0.995 | 0.995 | 0.996 | 0.997 | 0.996 | 0.998
AES Kilroot Power Ltd GT2 | KGT2 | KILROOT | 275 | 0.999 | 0.997 | 1.001 | 0.999 | 0.999 | 0.998 | 1.001 | 1.002 | 1.002 | 1.002 | 1 | 1.001 | 1.001 | 1.003 | 0.997 | 0.998 | 0.993 | 0.993 | 0.995 | 0.995 | 0.996 | 0.997 | 0.996 | 0.998
Altahullion 1 Generation Unit | Wind Farm | LIMAVADY | 110 | 0.988 | 0.983 | 0.991 | 0.986 | 0.989 | 0.985 | 0.993 | 0.99 | 0.993 | 0.99 | 0.99 | 0.988 | 0.99 | 0.991 | 0.984 | 0.983 | 0.982 | 0.982 | 0.986 | 0.983 | 0.989 | 0.988 | 0.99 | 0.989
Altahullion 2 Generation Unit | Wind Farm | LIMAVADY | 110 | 0.988 | 0.983 | 0.991 | 0.986 | 0.989 | 0.985 | 0.993 | 0.99 | 0.993 | 0.99 | 0.99 | 0.988 | 0.99 | 0.991 | 0.984 | 0.983 | 0.982 | 0.982 | 0.986 | 0.983 | 0.989 | 0.988 | 0.99 | 0.989
Contour Global AGU | AGU | LISBURN | 110 | 1.005 | 1.002 | 1.007 | 1.005 | 1.005 | 1.003 | 1.008 | 1.008 | 1.008 | 1.009 | 1.006 | 1.007 | 1.005 | 1.008 | 1.001 | 1.003 | 0.997 | 0.998 | 0.999 | 0.999 | 0.999 | 1.001 | 1 | 1.002
Contour Global APTG | CG2 | LISBURN | 110 | 1.005 | 1.002 | 1.007 | 1.005 | 1.005 | 1.003 | 1.008 | 1.008 | 1.008 | 1.009 | 1.006 | 1.007 | 1.005 | 1.008 | 1.001 | 1.003 | 0.997 | 0.998 | 0.999 | 0.999 | 0.999 | 1.001 | 1 | 1.002
Lough Road | Solar Farm | LISBURN | 110 | 1.005 | 1.002 | 1.007 | 1.005 | 1.005 | 1.003 | 1.008 | 1.008 | 1.008 | 1.009 | 1.006 | 1.007 | 1.005 | 1.008 | 1.001 | 1.003 | 0.997 | 0.998 | 0.999 | 0.999 | 0.999 | 1.001 | 1 | 1.002
Maghaberry Road | Solar Farm | LISBURN | 110 | 1.005 | 1.002 | 1.007 | 1.005 | 1.005 | 1.003 | 1.008 | 1.008 | 1.008 | 1.009 | 1.006 | 1.007 | 1.005 | 1.008 | 1.001 | 1.003 | 0.997 | 0.998 | 0.999 | 0.999 | 0.999 | 1.001 | 1 | 1.002
WEL Solar Park 15 Ltd | Solar Farm | LISBURN | 110 | 1.005 | 1.002 | 1.007 | 1.005 | 1.005 | 1.003 | 1.008 | 1.008 | 1.008 | 1.009 | 1.006 | 1.007 | 1.005 | 1.008 | 1.001 | 1.003 | 0.997 | 0.998 | 0.999 | 0.999 | 0.999 | 1.001 | 1 | 1.002
Curryfree Windfarm | Wind Farm | LISAGHMORE | 110 | 0.988 | 0.984 | 0.99 | 0.986 | 0.988 | 0.986 | 0.992 | 0.991 | 0.992 | 0.991 | 0.99 | 0.989 | 0.992 | 0.992 | 0.985 | 0.984 | 0.985 | 0.985 | 0.989 | 0.986 | 0.992 | 0.991 | 0.993 | 0.993
Cloonty Windfarm | Wind Farm | LOGUESTOWN | 110 | 0.989 | 0.984 | 0.993 | 0.986 | 0.99 | 0.986 | 0.995 | 0.991 | 0.994 | 0.991 | 0.991 | 0.988 | 0.99 | 0.991 | 0.984 | 0.983 | 0.981 | 0.982 | 0.985 | 0.983 | 0.987 | 0.987 | 0.989 | 0.989
Church Hill Energy Limited | Wind Farm | MAGHERAKEEL | 110 | 0.978 | 0.973 | 0.98 | 0.975 | 0.978 | 0.974 | 0.981 | 0.978 | 0.981 | 0.978 | 0.979 | 0.976 | 0.978 | 0.977 | 0.973 | 0.971 | 0.971 | 0.969 | 0.973 | 0.969 | 0.974 | 0.971 | 0.975 | 0.973
Crighshane Energy Limited | Wind Farm | MAGHERAKEEL | 110 | 0.978 | 0.973 | 0.98 | 0.975 | 0.978 | 0.974 | 0.981 | 0.978 | 0.981 | 0.978 | 0.979 | 0.976 | 0.978 | 0.977 | 0.973 | 0.971 | 0.971 | 0.969 | 0.973 | 0.969 | 0.974 | 0.971 | 0.975 | 0.973
Seegronan Windfarm | Wind Farm | MAGHERAKEEL | 110 | 0.978 | 0.973 | 0.98 | 0.975 | 0.978 | 0.974 | 0.981 | 0.978 | 0.981 | 0.978 | 0.979 | 0.976 | 0.978 | 0.977 | 0.973 | 0.971 | 0.971 | 0.969 | 0.973 | 0.969 | 0.974 | 0.971 | 0.975 | 0.973
Thornog Wind Farm Limited | Wind Farm | MAGHERAKEEL | 110 | 0.978 | 0.973 | 0.98 | 0.975 | 0.978 | 0.974 | 0.981 | 0.978 | 0.981 | 0.978 | 0.979 | 0.976 | 0.978 | 0.977 | 0.973 | 0.971 | 0.971 | 0.969 | 0.973 | 0.969 | 0.974 | 0.971 | 0.975 | 0.973
Tievenameenta Wind Farm | Wind Farm | MAGHERAKEEL | 110 | 0.978 | 0.973 | 0.98 | 0.975 | 0.978 | 0.974 | 0.981 | 0.978 | 0.981 | 0.978 | 0.979 | 0.976 | 0.978 | 0.977 | 0.973 | 0.971 | 0.971 | 0.969 | 0.973 | 0.969 | 0.974 | 0.971 | 0.975 | 0.973
Moyle | M | AUCHENCROSH | 275 | 0.976 | 0.976 | 0.976 | 0.976 | 0.976 | 0.976 | 0.976 | 0.976 | 0.976 | 0.976 | 0.976 | 0.976 | 0.976 | 0.976 | 0.976 | 0.976 | 0.976 | 0.976 | 0.976 | 0.976 | 0.976 | 0.976 | 0.976 | 0.976
Hunters Hill | Wind Farm | OMAGH | 110 | 0.988 | 0.983 | 0.99 | 0.985 | 0.988 | 0.984 | 0.991 | 0.988 | 0.991 | 0.989 | 0.989 | 0.986 | 0.989 | 0.987 | 0.984 | 0.982 | 0.981 | 0.979 | 0.983 | 0.979 | 0.984 | 0.982 | 0.985 | 0.983
Lendrums Bridge Windfarm | Wind Farm | OMAGH | 110 | 0.988 | 0.983 | 0.99 | 0.985 | 0.988 | 0.984 | 0.991 | 0.988 | 0.991 | 0.989 | 0.989 | 0.986 | 0.989 | 0.987 | 0.984 | 0.982 | 0.981 | 0.979 | 0.983 | 0.979 | 0.984 | 0.982 | 0.985 | 0.983
Lendrum Generation Unit | Wind Farm | OMAGH | 110 | 0.988 | 0.983 | 0.99 | 0.985 | 0.988 | 0.984 | 0.991 | 0.988 | 0.991 | 0.989 | 0.989 | 0.986 | 0.989 | 0.987 | 0.984 | 0.982 | 0.981 | 0.979 | 0.983 | 0.979 | 0.984 | 0.982 | 0.985 | 0.983
Screggagh Windfarm (Gen Unit) | Wind Farm | OMAGH | 110 | 0.988 | 0.983 | 0.99 | 0.985 | 0.988 | 0.984 | 0.991 | 0.988 | 0.991 | 0.989 | 0.989 | 0.986 | 0.989 | 0.987 | 0.984 | 0.982 | 0.981 | 0.979 | 0.983 | 0.979 | 0.984 | 0.982 | 0.985 | 0.983
Slieve Divena Generator Unit | Wind Farm | OMAGH | 110 | 0.988 | 0.983 | 0.99 | 0.985 | 0.988 | 0.984 | 0.991 | 0.988 | 0.991 | 0.989 | 0.989 | 0.986 | 0.989 | 0.987 | 0.984 | 0.982 | 0.981 | 0.979 | 0.983 | 0.979 | 0.984 | 0.982 | 0.985 | 0.983
Tappaghan Generator Unit | Wind Farm | OMAGH | 110 | 0.988 | 0.983 | 0.99 | 0.985 | 0.988 | 0.984 | 0.991 | 0.988 | 0.991 | 0.989 | 0.989 | 0.986 | 0.989 | 0.987 | 0.984 | 0.982 | 0.981 | 0.979 | 0.983 | 0.979 | 0.984 | 0.982 | 0.985 | 0.983
Long Mountain Windfarm Limited | Wind Farm | RASHARKIN | 110 | 0.987 | 0.983 | 0.99 | 0.986 | 0.988 | 0.985 | 0.992 | 0.989 | 0.991 | 0.99 | 0.988 | 0.987 | 0.987 | 0.99 | 0.982 | 0.983 | 0.978 | 0.98 | 0.981 | 0.981 | 0.983 | 0.984 | 0.985 | 0.986
Rasharkin | Solar Farm | RASHARKIN | 110 | 0.987 | 0.983 | 0.99 | 0.986 | 0.988 | 0.985 | 0.992 | 0.989 | 0.991 | 0.99 | 0.988 | 0.987 | 0.987 | 0.99 | 0.982 | 0.983 | 0.978 | 0.98 | 0.981 | 0.981 | 0.983 | 0.984 | 0.985 | 0.986
Altaveedan Wind Farm | Wind Farm | RASHARKIN | 110 | 0.987 | 0.983 | 0.99 | 0.986 | 0.988 | 0.985 | 0.992 | 0.989 | 0.991 | 0.99 | 0.988 | 0.987 | 0.987 | 0.99 | 0.982 | 0.983 | 0.978 | 0.98 | 0.981 | 0.981 | 0.983 | 0.984 | 0.985 | 0.986
Cregganconroe Windfarm | Wind Farm | TREMOGE | 110 | 0.99 | 0.986 | 0.992 | 0.988 | 0.99 | 0.987 | 0.993 | 0.991 | 0.993 | 0.992 | 0.991 | 0.989 | 0.991 | 0.991 | 0.986 | 0.985 | 0.984 | 0.982 | 0.986 | 0.983 | 0.986 | 0.985 | 0.987 | 0.986
Gortfinbar Windfarm | Wind Farm | TREMOGE | 110 | 0.99 | 0.986 | 0.992 | 0.988 | 0.99 | 0.987 | 0.993 | 0.991 | 0.993 | 0.992 | 0.991 | 0.989 | 0.991 | 0.991 | 0.986 | 0.985 | 0.984 | 0.982 | 0.986 | 0.983 | 0.986 | 0.985 | 0.987 | 0.986
Inishative Windfarm | Wind Farm | TREMOGE | 110 | 0.99 | 0.986 | 0.992 | 0.988 | 0.99 | 0.987 | 0.993 | 0.991 | 0.993 | 0.992 | 0.991 | 0.989 | 0.991 | 0.991 | 0.986 | 0.985 | 0.984 | 0.982 | 0.986 | 0.983 | 0.986 | 0.985 | 0.987 | 0.986
Crockandun Wind Farm | Wind Farm | TREMOGE | 110 | 0.99 | 0.986 | 0.992 | 0.988 | 0.99 | 0.987 | 0.993 | 0.991 | 0.993 | 0.992 | 0.991 | 0.989 | 0.991 | 0.991 | 0.986 | 0.985 | 0.984 | 0.982 | 0.986 | 0.983 | 0.986 | 0.985 | 0.987 | 0.986
Hunters Hill Windfarm Ltd - Crockdun Site | Wind Farm | TREMOGE | 110 | 0.99 | 0.986 | 0.992 | 0.988 | 0.99 | 0.987 | 0.993 | 0.991 | 0.993 | 0.992 | 0.991 | 0.989 | 0.991 | 0.991 | 0.986 | 0.985 | 0.984 | 0.982 | 0.986 | 0.983 | 0.986 | 0.985 | 0.987 | 0.986
iPower Solutions Limited | AGU | - | - | 0.99909 | 0.99591 | 1.0018 | 0.99812 | 0.99932 | 0.99705 | 1.0024 | 1.0015 | 1.0028 | 1.002 | 1.0009 | 1 | 1.0002 | 1.0016 | 0.99579 | 0.99623 | 0.99221 | 0.99212 | 0.9946 | 0.99342 | 0.99495 | 0.99529 | 0.99611 | 0.99694
Empower AGU | AGU | - | - | 1.0023 | 0.99973 | 1.0045 | 1.0017 | 1.0023 | 1.0007 | 1.0053 | 1.005 | 1.0056 | 1.0058 | 1.0042 | 1.0044 | 1.003 | 1.0051 | 0.99899 | 1.0003 | 0.99499 | 0.99533 | 0.99714 | 0.99694 | 0.99713 | 0.99788 | 0.99813 | 0.99964
Contour Global | AGU | LISBURN | 110 | 1.005 | 1.002 | 1.007 | 1.005 | 1.005 | 1.003 | 1.008 | 1.008 | 1.008 | 1.009 | 1.006 | 1.007 | 1.005 | 1.008 | 1.001 | 1.003 | 0.997 | 0.998 | 0.999 | 0.999 | 0.999 | 1.001 | 1 | 1.002

## BY STATION
1819 SINGLE ELECTRICITY MARKET TRANSMISSION LOSS ADJUSTMENT FACTORS - APPROVED TRANSMISSION NODE TLAFS | [24 empty] | Rev 1
Station Name | kV | Month
|  | Oct |  | Nov |  | Dec |  | Jan |  | Feb |  | Mar |  | Apr |  | May |  | Jun |  | Jul |  | Aug |  | Sep
|  | Day | Night | Day | Night | Day | Night | Day | Night | Day | Night | Day | Night | Day | Night | Day | Night | Day | Night | Day | Night | Day | Night | Day | Night
ARDNACRUSHA | 110 | 0.986 | 0.981 | 0.984 | 0.979 | 0.985 | 0.978 | 0.982 | 0.974 | 0.981 | 0.975 | 0.984 | 0.975 | 0.986 | 0.979 | 0.99 | 0.984 | 0.991 | 0.985 | 0.991 | 0.983 | 0.99 | 0.982 | 0.99 | 0.981
AGHADA | 110 | 0.979 | 0.973 | 0.975 | 0.97 | 0.978 | 0.971 | 0.977 | 0.968 | 0.973 | 0.967 | 0.976 | 0.967 | 0.971 | 0.961 | 0.976 | 0.969 | 0.984 | 0.977 | 0.983 | 0.974 | 0.983 | 0.973 | 0.98 | 0.972
AGHADA | 220 | 0.979 | 0.973 | 0.976 | 0.97 | 0.978 | 0.971 | 0.977 | 0.969 | 0.974 | 0.968 | 0.976 | 0.968 | 0.972 | 0.962 | 0.976 | 0.969 | 0.984 | 0.977 | 0.983 | 0.974 | 0.983 | 0.973 | 0.98 | 0.972
ARIGNA | 110 | 0.988 | 0.983 | 0.99 | 0.985 | 0.989 | 0.983 | 0.989 | 0.984 | 0.989 | 0.984 | 0.989 | 0.984 | 0.99 | 0.985 | 0.988 | 0.983 | 0.985 | 0.98 | 0.986 | 0.979 | 0.986 | 0.98 | 0.987 | 0.981
AGANNYGAL | 110 | 0.982 | 0.977 | 0.982 | 0.976 | 0.982 | 0.975 | 0.98 | 0.972 | 0.979 | 0.973 | 0.98 | 0.973 | 0.983 | 0.975 | 0.988 | 0.982 | 0.986 | 0.978 | 0.985 | 0.976 | 0.984 | 0.976 | 0.984 | 0.975
ARKLOW | 110 | 1.002 | 1 | 0.998 | 0.997 | 1 | 0.998 | 0.999 | 0.997 | 0.998 | 0.997 | 1.002 | 1 | 1 | 0.994 | 0.999 | 0.995 | 1.004 | 0.999 | 1.004 | 0.999 | 1.004 | 0.999 | 1.003 | 0.999
ARKLOW | 220 | 1.001 | 1 | 0.997 | 0.996 | 0.999 | 0.997 | 0.998 | 0.996 | 0.997 | 0.996 | 1.001 | 1 | 0.999 | 0.994 | 0.998 | 0.994 | 1.003 | 0.999 | 1.003 | 0.999 | 1.004 | 0.999 | 1.003 | 0.999
ATHEA | 110 | 0.98 | 0.977 | 0.979 | 0.976 | 0.98 | 0.976 | 0.975 | 0.971 | 0.974 | 0.97 | 0.975 | 0.971 | 0.983 | 0.977 | 0.985 | 0.981 | 0.986 | 0.981 | 0.985 | 0.979 | 0.985 | 0.979 | 0.984 | 0.978
ATHLONE | 110 | 0.986 | 0.98 | 0.986 | 0.98 | 0.987 | 0.98 | 0.986 | 0.979 | 0.987 | 0.981 | 0.987 | 0.981 | 0.987 | 0.978 | 0.994 | 0.987 | 0.988 | 0.98 | 0.987 | 0.978 | 0.987 | 0.978 | 0.987 | 0.978
AUGHINISH | 110 | 0.973 | 0.969 | 0.971 | 0.968 | 0.973 | 0.967 | 0.969 | 0.963 | 0.967 | 0.962 | 0.97 | 0.963 | 0.975 | 0.968 | 0.978 | 0.974 | 0.979 | 0.974 | 0.983 | 0.977 | 0.978 | 0.971 | 0.978 | 0.972
ARVA | 110 | 1.003 | 0.998 | 1.005 | 1.001 | 1.003 | 1 | 1.005 | 1.002 | 1.006 | 1.003 | 1.004 | 1.001 | 1.004 | 1.001 | 1.002 | 0.998 | 0.998 | 0.994 | 0.999 | 0.994 | 1 | 0.995 | 1 | 0.996
BALLYVOUSKIL | 110 | 0.978 | 0.973 | 0.976 | 0.971 | 0.978 | 0.971 | 0.975 | 0.968 | 0.972 | 0.967 | 0.974 | 0.967 | 0.974 | 0.965 | 0.977 | 0.97 | 0.981 | 0.974 | 0.98 | 0.972 | 0.98 | 0.971 | 0.979 | 0.97
BALLYVOUSKIL | 220 | 0.978 | 0.973 | 0.976 | 0.971 | 0.978 | 0.971 | 0.975 | 0.968 | 0.973 | 0.967 | 0.975 | 0.967 | 0.975 | 0.966 | 0.978 | 0.971 | 0.982 | 0.975 | 0.981 | 0.973 | 0.981 | 0.972 | 0.979 | 0.971
ATHY | 110 | 1 | 0.995 | 0.998 | 0.993 | 1 | 0.995 | 0.999 | 0.993 | 0.998 | 0.994 | 1.001 | 0.996 | 0.999 | 0.989 | 1.004 | 0.997 | 1.003 | 0.994 | 1.001 | 0.992 | 1.002 | 0.992 | 1.001 | 0.992
BALLYWATER | 110 | 1 | 0.997 | 0.993 | 0.99 | 0.996 | 0.992 | 0.995 | 0.991 | 0.993 | 0.991 | 1 | 0.997 | 0.995 | 0.986 | 0.992 | 0.986 | 1.002 | 0.995 | 1.002 | 0.995 | 1.002 | 0.995 | 1.002 | 0.995
BOOLTIAGH | 110 | 0.984 | 0.979 | 0.983 | 0.979 | 0.983 | 0.978 | 0.979 | 0.974 | 0.978 | 0.974 | 0.98 | 0.974 | 0.986 | 0.98 | 0.989 | 0.983 | 0.989 | 0.983 | 0.988 | 0.981 | 0.988 | 0.98 | 0.987 | 0.98
BALTRASNA | 110 | 1.006 | 1.007 | 1.007 | 1.008 | 1.007 | 1.007 | 1.007 | 1.008 | 1.007 | 1.008 | 1.007 | 1.008 | 1.009 | 1.008 | 1.008 | 1.007 | 1.007 | 1.006 | 1.008 | 1.006 | 1.008 | 1.007 | 1.007 | 1.007
BALLYLICKEY | 110 | 0.977 | 0.969 | 0.976 | 0.967 | 0.977 | 0.968 | 0.976 | 0.965 | 0.974 | 0.964 | 0.974 | 0.964 | 0.972 | 0.96 | 0.976 | 0.966 | 0.98 | 0.971 | 0.979 | 0.969 | 0.979 | 0.968 | 0.978 | 0.967
BALLYBEG | 110 | 1.003 | 1.002 | 1 | 1 | 1.002 | 1 | 1.001 | 0.999 | 1 | 0.999 | 1.003 | 1.002 | 1.002 | 0.998 | 1.001 | 0.998 | 1.005 | 1.001 | 1.005 | 1.001 | 1.005 | 1.001 | 1.004 | 1.001
CORDAL | 110 | 0.978 | 0.972 | 0.976 | 0.971 | 0.977 | 0.971 | 0.974 | 0.967 | 0.972 | 0.966 | 0.974 | 0.966 | 0.976 | 0.967 | 0.979 | 0.972 | 0.982 | 0.975 | 0.981 | 0.973 | 0.981 | 0.972 | 0.979 | 0.971
BLAKE | 110 | 0.998 | 0.995 | 0.999 | 0.997 | 1.001 | 0.998 | 0.999 | 0.996 | 0.999 | 0.996 | 0.999 | 0.996 | 1.002 | 0.995 | 1.01 | 1.005 | 1.002 | 0.996 | 0.999 | 0.993 | 1 | 0.993 | 0.999 | 0.994
BINBANE | 110 | 0.985 | 0.976 | 0.988 | 0.979 | 0.985 | 0.976 | 0.988 | 0.98 | 0.989 | 0.982 | 0.987 | 0.979 | 0.985 | 0.977 | 0.981 | 0.973 | 0.977 | 0.969 | 0.979 | 0.968 | 0.98 | 0.97 | 0.981 | 0.971
BARODA | 110 | 0.999 | 0.995 | 1 | 0.997 | 1.002 | 0.999 | 1 | 0.996 | 1 | 0.996 | 0.999 | 0.996 | 1.002 | 0.995 | 1.012 | 1.006 | 1.002 | 0.995 | 1 | 0.992 | 1 | 0.992 | 1 | 0.993
BALLYDINE | 110 | 0.994 | 0.987 | 0.989 | 0.982 | 0.991 | 0.983 | 0.99 | 0.982 | 0.988 | 0.981 | 0.993 | 0.985 | 0.988 | 0.976 | 0.989 | 0.98 | 0.996 | 0.986 | 0.996 | 0.985 | 0.995 | 0.984 | 0.995 | 0.984
BELLACORICK | 110 | 0.992 | 0.982 | 0.996 | 0.985 | 0.99 | 0.98 | 0.992 | 0.982 | 0.991 | 0.982 | 0.989 | 0.98 | 0.972 | 0.96 | 0.969 | 0.958 | 0.966 | 0.954 | 0.966 | 0.952 | 0.965 | 0.952 | 0.966 | 0.953
BANDON | 110 | 0.986 | 0.979 | 0.985 | 0.976 | 0.987 | 0.977 | 0.986 | 0.975 | 0.983 | 0.974 | 0.984 | 0.974 | 0.98 | 0.969 | 0.984 | 0.976 | 0.99 | 0.982 | 0.988 | 0.979 | 0.988 | 0.978 | 0.987 | 0.977
BARRYMORE | 110 | 0.985 | 0.977 | 0.981 | 0.974 | 0.983 | 0.975 | 0.982 | 0.973 | 0.98 | 0.972 | 0.982 | 0.973 | 0.978 | 0.967 | 0.982 | 0.973 | 0.988 | 0.98 | 0.987 | 0.977 | 0.987 | 0.976 | 0.985 | 0.975
BELCAMP | 220 | 1.004 | 1.004 | 1.004 | 1.005 | 1.004 | 1.004 | 1.003 | 1.004 | 1.003 | 1.004 | 1.004 | 1.004 | 1.006 | 1.005 | 1.006 | 1.005 | 1.005 | 1.004 | 1.006 | 1.005 | 1.006 | 1.004 | 1.005 | 1.004
BUTLERSTOWN | 110 | 0.998 | 0.993 | 0.988 | 0.983 | 0.992 | 0.986 | 0.991 | 0.984 | 0.988 | 0.983 | 0.997 | 0.992 | 0.988 | 0.978 | 0.986 | 0.979 | 1.001 | 0.993 | 1 | 0.992 | 1 | 0.992 | 0.999 | 0.992
BRINNY | 110 | 0.986 | 0.979 | 0.985 | 0.977 | 0.987 | 0.977 | 0.986 | 0.975 | 0.983 | 0.974 | 0.984 | 0.974 | 0.98 | 0.969 | 0.984 | 0.976 | 0.99 | 0.982 | 0.988 | 0.979 | 0.988 | 0.978 | 0.987 | 0.977
CLOGHBOOLA | 110 | 0.977 | 0.974 | 0.976 | 0.973 | 0.977 | 0.973 | 0.973 | 0.968 | 0.971 | 0.967 | 0.973 | 0.967 | 0.981 | 0.974 | 0.983 | 0.978 | 0.984 | 0.978 | 0.983 | 0.977 | 0.983 | 0.977 | 0.982 | 0.975
BANOGE | 110 | 1.003 | 1 | 0.997 | 0.995 | 1 | 0.997 | 0.999 | 0.996 | 0.997 | 0.995 | 1.003 | 1 | 0.999 | 0.992 | 0.997 | 0.991 | 1.004 | 0.999 | 1.004 | 0.999 | 1.005 | 0.998 | 1.004 | 0.998
BOGGERAGH | 110 | 0.975 | 0.969 | 0.973 | 0.967 | 0.975 | 0.967 | 0.972 | 0.964 | 0.97 | 0.963 | 0.972 | 0.963 | 0.971 | 0.961 | 0.975 | 0.967 | 0.98 | 0.972 | 0.978 | 0.97 | 0.978 | 0.969 | 0.977 | 0.968
CLASHAVOON | 110 | 0.978 | 0.972 | 0.976 | 0.97 | 0.978 | 0.97 | 0.975 | 0.967 | 0.973 | 0.966 | 0.975 | 0.966 | 0.974 | 0.964 | 0.977 | 0.97 | 0.982 | 0.975 | 0.981 | 0.973 | 0.981 | 0.972 | 0.98 | 0.971
CLASHAVOON | 220 | 0.979 | 0.974 | 0.977 | 0.971 | 0.979 | 0.972 | 0.976 | 0.968 | 0.974 | 0.968 | 0.976 | 0.968 | 0.975 | 0.965 | 0.978 | 0.971 | 0.983 | 0.976 | 0.982 | 0.974 | 0.982 | 0.973 | 0.98 | 0.972
CLONKEEN | 110 | 0.978 | 0.972 | 0.976 | 0.97 | 0.977 | 0.97 | 0.975 | 0.967 | 0.972 | 0.966 | 0.974 | 0.966 | 0.975 | 0.966 | 0.978 | 0.971 | 0.982 | 0.975 | 0.981 | 0.972 | 0.98 | 0.972 | 0.979 | 0.971
COOLROE | 110 | 0.983 | 0.977 | 0.98 | 0.974 | 0.982 | 0.974 | 0.98 | 0.972 | 0.978 | 0.971 | 0.98 | 0.971 | 0.977 | 0.967 | 0.981 | 0.974 | 0.987 | 0.98 | 0.986 | 0.977 | 0.986 | 0.976 | 0.984 | 0.975
CORDERRY | 110 | 0.987 | 0.981 | 0.989 | 0.983 | 0.987 | 0.981 | 0.988 | 0.982 | 0.987 | 0.983 | 0.988 | 0.982 | 0.988 | 0.983 | 0.986 | 0.981 | 0.983 | 0.978 | 0.984 | 0.977 | 0.985 | 0.978 | 0.985 | 0.979
CASHLA | 110 | 0.989 | 0.986 | 0.99 | 0.987 | 0.989 | 0.985 | 0.986 | 0.982 | 0.985 | 0.983 | 0.986 | 0.982 | 0.992 | 0.987 | 0.993 | 0.989 | 0.992 | 0.987 | 0.991 | 0.986 | 0.991 | 0.986 | 0.991 | 0.986
CASHLA | 220 | 0.989 | 0.986 | 0.99 | 0.987 | 0.989 | 0.986 | 0.987 | 0.983 | 0.986 | 0.983 | 0.987 | 0.983 | 0.992 | 0.987 | 0.993 | 0.989 | 0.992 | 0.987 | 0.991 | 0.986 | 0.991 | 0.986 | 0.991 | 0.986
CLAHANE | 110 | 0.979 | 0.975 | 0.979 | 0.975 | 0.98 | 0.974 | 0.977 | 0.971 | 0.975 | 0.97 | 0.975 | 0.969 | 0.981 | 0.976 | 0.983 | 0.98 | 0.984 | 0.98 | 0.984 | 0.978 | 0.983 | 0.978 | 0.982 | 0.977
CASTLEBAR | 110 | 0.996 | 0.987 | 1 | 0.99 | 0.995 | 0.986 | 0.996 | 0.986 | 0.995 | 0.987 | 0.993 | 0.985 | 0.988 | 0.979 | 0.987 | 0.978 | 0.984 | 0.974 | 0.984 | 0.972 | 0.983 | 0.973 | 0.984 | 0.973
CARRIGADROHI | 110 | 0.979 | 0.973 | 0.976 | 0.971 | 0.979 | 0.971 | 0.976 | 0.968 | 0.974 | 0.968 | 0.976 | 0.968 | 0.974 | 0.965 | 0.978 | 0.971 | 0.983 | 0.976 | 0.982 | 0.974 | 0.982 | 0.973 | 0.98 | 0.971
CATH_FALL | 110 | 0.984 | 0.978 | 0.985 | 0.979 | 0.983 | 0.977 | 0.985 | 0.98 | 0.986 | 0.982 | 0.986 | 0.979 | 0.986 | 0.98 | 0.983 | 0.977 | 0.981 | 0.974 | 0.983 | 0.973 | 0.982 | 0.975 | 0.983 | 0.976
CAHIR | 110 | 0.99 | 0.982 | 0.987 | 0.979 | 0.988 | 0.98 | 0.987 | 0.978 | 0.986 | 0.978 | 0.988 | 0.98 | 0.985 | 0.973 | 0.988 | 0.978 | 0.992 | 0.981 | 0.991 | 0.979 | 0.991 | 0.979 | 0.99 | 0.979
CARRICKMINES | 110 | 1.003 | 1.003 | 1.002 | 1.003 | 1.003 | 1.003 | 1.002 | 1.002 | 1.001 | 1.002 | 1.003 | 1.003 | 1.005 | 1.003 | 1.004 | 1.003 | 1.005 | 1.003 | 1.005 | 1.003 | 1.005 | 1.003 | 1.005 | 1.003
CARRICKMINES | 220 | 1.002 | 1.002 | 1.002 | 1.002 | 1.003 | 1.002 | 1.002 | 1.002 | 1.001 | 1.002 | 1.002 | 1.002 | 1.005 | 1.002 | 1.004 | 1.003 | 1.004 | 1.002 | 1.005 | 1.003 | 1.005 | 1.003 | 1.004 | 1.003
CLIFF | 110 | 0.984 | 0.977 | 0.985 | 0.979 | 0.983 | 0.976 | 0.985 | 0.979 | 0.986 | 0.981 | 0.986 | 0.979 | 0.986 | 0.98 | 0.983 | 0.977 | 0.981 | 0.974 | 0.982 | 0.973 | 0.983 | 0.975 | 0.983 | 0.975
BRACKLONE | 110 | 0.996 | 0.991 | 0.997 | 0.993 | 0.999 | 0.995 | 0.998 | 0.992 | 0.997 | 0.993 | 0.997 | 0.992 | 1 | 0.991 | 1.01 | 1.004 | 1 | 0.992 | 0.997 | 0.988 | 0.997 | 0.988 | 0.997 | 0.989
CLOON | 110 | 0.99 | 0.985 | 0.991 | 0.987 | 0.99 | 0.985 | 0.988 | 0.983 | 0.987 | 0.983 | 0.988 | 0.983 | 0.992 | 0.985 | 0.992 | 0.987 | 0.991 | 0.985 | 0.99 | 0.983 | 0.99 | 0.983 | 0.99 | 0.983
CRANE | 110 | 1.001 | 0.998 | 0.995 | 0.991 | 0.997 | 0.994 | 0.997 | 0.993 | 0.995 | 0.992 | 1.002 | 0.998 | 0.996 | 0.987 | 0.993 | 0.987 | 1.003 | 0.996 | 1.003 | 0.996 | 1.004 | 0.996 | 1.003 | 0.996
CARRICK ON S | 110 | 0.991 | 0.986 | 0.993 | 0.988 | 0.992 | 0.987 | 0.992 | 0.987 | 0.992 | 0.988 | 0.992 | 0.988 | 0.993 | 0.988 | 0.991 | 0.986 | 0.989 | 0.983 | 0.99 | 0.983 | 0.99 | 0.984 | 0.99 | 0.984
CHARLEVILLE | 110 | 0.984 | 0.977 | 0.982 | 0.975 | 0.984 | 0.975 | 0.982 | 0.973 | 0.98 | 0.972 | 0.981 | 0.972 | 0.98 | 0.97 | 0.984 | 0.976 | 0.988 | 0.98 | 0.987 | 0.978 | 0.987 | 0.977 | 0.986 | 0.976
CARLOW | 110 | 1.003 | 1.001 | 0.998 | 0.995 | 1 | 0.997 | 0.999 | 0.996 | 0.997 | 0.995 | 1.004 | 1.001 | 1 | 0.991 | 0.999 | 0.993 | 1.006 | 0.999 | 1.005 | 0.998 | 1.006 | 0.998 | 1.005 | 0.998
COW CROSS | 110 | 0.982 | 0.975 | 0.978 | 0.972 | 0.981 | 0.973 | 0.979 | 0.971 | 0.976 | 0.97 | 0.978 | 0.97 | 0.974 | 0.964 | 0.979 | 0.972 | 0.986 | 0.979 | 0.985 | 0.976 | 0.985 | 0.975 | 0.983 | 0.974
CUNGHILL | 110 | 0.989 | 0.979 | 0.991 | 0.987 | 0.988 | 0.98 | 0.989 | 0.986 | 0.989 | 0.987 | 0.988 | 0.984 | 0.983 | 0.97 | 0.981 | 0.968 | 0.978 | 0.963 | 0.978 | 0.962 | 0.978 | 0.964 | 0.979 | 0.966
CUSHALING | 110 | 0.983 | 0.975 | 0.984 | 0.977 | 0.988 | 0.982 | 0.984 | 0.976 | 0.984 | 0.977 | 0.984 | 0.977 | 0.988 | 0.977 | 1.009 | 1.002 | 0.99 | 0.979 | 0.984 | 0.972 | 0.984 | 0.972 | 0.983 | 0.973
CASTLEVIEW | 110 | 0.983 | 0.977 | 0.98 | 0.974 | 0.982 | 0.975 | 0.981 | 0.972 | 0.978 | 0.971 | 0.98 | 0.972 | 0.976 | 0.965 | 0.98 | 0.973 | 0.987 | 0.98 | 0.986 | 0.977 | 0.986 | 0.976 | 0.984 | 0.975
COOMAGEARLAH | 110 | 0.976 | 0.97 | 0.974 | 0.968 | 0.976 | 0.969 | 0.973 | 0.965 | 0.971 | 0.964 | 0.972 | 0.964 | 0.973 | 0.964 | 0.977 | 0.97 | 0.98 | 0.973 | 0.979 | 0.971 | 0.979 | 0.97 | 0.978 | 0.969
CORRACLASSY | 110 | 0.995 | 0.989 | 0.998 | 0.991 | 0.995 | 0.99 | 0.998 | 0.993 | 0.998 | 0.994 | 0.997 | 0.992 | 0.996 | 0.992 | 0.993 | 0.988 | 0.99 | 0.985 | 0.991 | 0.985 | 0.992 | 0.986 | 0.992 | 0.988
CASTLEDOCKRE | 110 | 1 | 0.996 | 0.992 | 0.99 | 0.995 | 0.992 | 0.994 | 0.99 | 0.992 | 0.99 | 1 | 0.997 | 0.994 | 0.986 | 0.991 | 0.986 | 1.001 | 0.995 | 1.001 | 0.995 | 1.002 | 0.995 | 1.001 | 0.995
CULLENAGH | 110 | 0.996 | 0.992 | 0.986 | 0.982 | 0.99 | 0.985 | 0.989 | 0.983 | 0.986 | 0.982 | 0.995 | 0.99 | 0.986 | 0.976 | 0.985 | 0.978 | 0.999 | 0.992 | 0.999 | 0.991 | 0.999 | 0.99 | 0.998 | 0.99
CULLENAGH | 220 | 0.995 | 0.991 | 0.986 | 0.982 | 0.99 | 0.985 | 0.988 | 0.982 | 0.986 | 0.981 | 0.994 | 0.989 | 0.986 | 0.976 | 0.985 | 0.978 | 0.998 | 0.991 | 0.998 | 0.99 | 0.998 | 0.989 | 0.997 | 0.989
CORDUFF | 110 | 1.005 | 1.006 | 1.006 | 1.007 | 1.006 | 1.007 | 1.005 | 1.006 | 1.005 | 1.006 | 1.006 | 1.006 | 1.008 | 1.007 | 1.007 | 1.007 | 1.007 | 1.006 | 1.007 | 1.007 | 1.008 | 1.007 | 1.006 | 1.006
CORDUFF | 220 | 1.003 | 1.004 | 1.003 | 1.005 | 1.004 | 1.004 | 1.003 | 1.004 | 1.002 | 1.004 | 1.003 | 1.004 | 1.006 | 1.005 | 1.006 | 1.005 | 1.005 | 1.004 | 1.005 | 1.005 | 1.006 | 1.004 | 1.004 | 1.004
KNOCKRANNY A | 110 | 0.988 | 0.983 | 0.989 | 0.984 | 0.987 | 0.982 | 0.985 | 0.98 | 0.984 | 0.98 | 0.984 | 0.979 | 0.991 | 0.986 | 0.992 | 0.987 | 0.991 | 0.985 | 0.99 | 0.983 | 0.99 | 0.983 | 0.99 | 0.983
DUNDALK | 110 | 1.008 | 1.006 | 1.01 | 1.008 | 1.009 | 1.008 | 1.01 | 1.011 | 1.01 | 1.011 | 1.009 | 1.009 | 1.01 | 1.009 | 1.007 | 1.005 | 1.004 | 1.002 | 1.006 | 1.003 | 1.006 | 1.005 | 1.006 | 1.006
UGOOL | 110 | 0.987 | 0.982 | 0.988 | 0.984 | 0.987 | 0.981 | 0.984 | 0.979 | 0.983 | 0.979 | 0.984 | 0.978 | 0.991 | 0.985 | 0.992 | 0.986 | 0.99 | 0.984 | 0.99 | 0.983 | 0.99 | 0.983 | 0.989 | 0.983
DRUMLINE | 110 | 0.989 | 0.983 | 0.988 | 0.982 | 0.989 | 0.981 | 0.986 | 0.978 | 0.984 | 0.978 | 0.987 | 0.978 | 0.99 | 0.982 | 0.993 | 0.987 | 0.994 | 0.987 | 0.994 | 0.985 | 0.993 | 0.984 | 0.992 | 0.983
DROMADA | 110 | 0.98 | 0.977 | 0.978 | 0.976 | 0.98 | 0.976 | 0.975 | 0.971 | 0.973 | 0.97 | 0.975 | 0.97 | 0.983 | 0.976 | 0.985 | 0.98 | 0.986 | 0.981 | 0.985 | 0.979 | 0.985 | 0.979 | 0.984 | 0.978
DUNGARVAN | 110 | 0.992 | 0.986 | 0.985 | 0.979 | 0.988 | 0.982 | 0.987 | 0.979 | 0.984 | 0.979 | 0.991 | 0.984 | 0.983 | 0.972 | 0.984 | 0.976 | 0.995 | 0.987 | 0.994 | 0.985 | 0.995 | 0.985 | 0.993 | 0.984
DOON | 110 | 0.993 | 0.986 | 0.989 | 0.982 | 0.991 | 0.983 | 0.99 | 0.981 | 0.988 | 0.981 | 0.992 | 0.984 | 0.988 | 0.976 | 0.989 | 0.98 | 0.995 | 0.985 | 0.995 | 0.983 | 0.994 | 0.983 | 0.994 | 0.983
KNOCKALOUGH | 110 | 0.992 | 0.987 | 0.993 | 0.988 | 0.992 | 0.986 | 0.99 | 0.984 | 0.988 | 0.984 | 0.989 | 0.983 | 0.995 | 0.989 | 0.996 | 0.99 | 0.994 | 0.988 | 0.993 | 0.987 | 0.993 | 0.987 | 0.993 | 0.987
DRYBRIDGE | 110 | 1.007 | 1.006 | 1.008 | 1.008 | 1.008 | 1.007 | 1.008 | 1.008 | 1.008 | 1.009 | 1.008 | 1.008 | 1.009 | 1.008 | 1.008 | 1.007 | 1.006 | 1.004 | 1.007 | 1.005 | 1.007 | 1.006 | 1.007 | 1.006
DUNSTOWN | 220 | 0.998 | 0.998 | 0.997 | 0.998 | 0.998 | 0.998 | 0.996 | 0.996 | 0.995 | 0.996 | 0.997 | 0.997 | 1 | 0.997 | 1 | 0.999 | 1.001 | 0.998 | 1 | 0.999 | 1.001 | 0.998 | 1 | 0.998
DUNSTOWN | 380 | 0.996 | 0.996 | 0.995 | 0.996 | 0.996 | 0.996 | 0.994 | 0.994 | 0.993 | 0.994 | 0.995 | 0.995 | 0.998 | 0.996 | 0.999 | 0.997 | 0.999 | 0.997 | 0.999 | 0.997 | 0.999 | 0.997 | 0.999 | 0.996
DUNMANWAY | 110 | 0.98 | 0.973 | 0.978 | 0.971 | 0.98 | 0.971 | 0.978 | 0.968 | 0.976 | 0.968 | 0.977 | 0.968 | 0.975 | 0.965 | 0.979 | 0.971 | 0.984 | 0.976 | 0.982 | 0.973 | 0.982 | 0.972 | 0.981 | 0.971
DERRYBRIEN | 110 | 0.981 | 0.976 | 0.98 | 0.974 | 0.981 | 0.974 | 0.978 | 0.97 | 0.978 | 0.971 | 0.979 | 0.971 | 0.982 | 0.974 | 0.987 | 0.98 | 0.984 | 0.977 | 0.983 | 0.975 | 0.983 | 0.974 | 0.982 | 0.974
DALLOW | 110 | 0.986 | 0.98 | 0.987 | 0.98 | 0.988 | 0.981 | 0.987 | 0.979 | 0.987 | 0.981 | 0.987 | 0.98 | 0.988 | 0.977 | 0.996 | 0.987 | 0.989 | 0.979 | 0.988 | 0.977 | 0.988 | 0.977 | 0.988 | 0.977
DERRYIRON | 110 | 0.999 | 0.997 | 1 | 0.999 | 1.001 | 1 | 1 | 0.998 | 0.999 | 0.998 | 1 | 0.999 | 1.003 | 0.998 | 1.008 | 1.004 | 1.002 | 0.997 | 1 | 0.996 | 1.001 | 0.996 | 1 | 0.996
DALTON | 110 | 0.995 | 0.986 | 0.998 | 0.989 | 0.994 | 0.985 | 0.994 | 0.984 | 0.993 | 0.985 | 0.992 | 0.983 | 0.991 | 0.982 | 0.99 | 0.982 | 0.988 | 0.979 | 0.987 | 0.977 | 0.987 | 0.977 | 0.988 | 0.978
DRUMKEEN | 110 | 0.981 | 0.972 | 0.984 | 0.974 | 0.981 | 0.972 | 0.985 | 0.976 | 0.985 | 0.978 | 0.983 | 0.975 | 0.982 | 0.973 | 0.977 | 0.968 | 0.974 | 0.965 | 0.977 | 0.964 | 0.977 | 0.967 | 0.978 | 0.968
ENNIS | 110 | 0.987 | 0.982 | 0.986 | 0.981 | 0.987 | 0.981 | 0.983 | 0.977 | 0.982 | 0.977 | 0.984 | 0.977 | 0.989 | 0.982 | 0.991 | 0.986 | 0.991 | 0.985 | 0.991 | 0.983 | 0.99 | 0.982 | 0.99 | 0.982
KILL HILL | 110 | 0.986 | 0.979 | 0.984 | 0.976 | 0.985 | 0.977 | 0.984 | 0.975 | 0.983 | 0.976 | 0.985 | 0.977 | 0.983 | 0.971 | 0.985 | 0.975 | 0.988 | 0.977 | 0.987 | 0.975 | 0.987 | 0.975 | 0.986 | 0.975
MOUNTLUCAS | 110 | 0.986 | 0.981 | 0.987 | 0.982 | 0.99 | 0.986 | 0.987 | 0.981 | 0.986 | 0.982 | 0.986 | 0.982 | 0.99 | 0.982 | 1.007 | 1.001 | 0.991 | 0.983 | 0.986 | 0.977 | 0.987 | 0.978 | 0.986 | 0.978
FLAGFORD | 110 | 0.991 | 0.986 | 0.993 | 0.988 | 0.991 | 0.987 | 0.992 | 0.987 | 0.991 | 0.988 | 0.992 | 0.988 | 0.993 | 0.988 | 0.991 | 0.986 | 0.989 | 0.984 | 0.989 | 0.983 | 0.99 | 0.984 | 0.99 | 0.985
FLAGFORD | 220 | 0.992 | 0.988 | 0.994 | 0.99 | 0.993 | 0.988 | 0.993 | 0.989 | 0.992 | 0.989 | 0.993 | 0.989 | 0.994 | 0.989 | 0.993 | 0.988 | 0.991 | 0.985 | 0.991 | 0.985 | 0.991 | 0.986 | 0.991 | 0.986
FIN_URBAN | 110 | 1.003 | 1.003 | 1.003 | 1.004 | 1.003 | 1.004 | 1.003 | 1.003 | 1.002 | 1.003 | 1.003 | 1.003 | 1.006 | 1.004 | 1.005 | 1.004 | 1.005 | 1.003 | 1.005 | 1.004 | 1.006 | 1.004 | 1.004 | 1.003
FINGLAS | 220 | 1.003 | 1.004 | 1.004 | 1.004 | 1.004 | 1.004 | 1.003 | 1.004 | 1.002 | 1.004 | 1.004 | 1.004 | 1.006 | 1.005 | 1.006 | 1.005 | 1.005 | 1.004 | 1.005 | 1.004 | 1.006 | 1.004 | 1.004 | 1.004
GARVAGH | 110 | 0.986 | 0.979 | 0.988 | 0.981 | 0.986 | 0.979 | 0.987 | 0.98 | 0.986 | 0.981 | 0.987 | 0.98 | 0.987 | 0.982 | 0.985 | 0.98 | 0.982 | 0.976 | 0.983 | 0.976 | 0.984 | 0.977 | 0.984 | 0.978
GLANLEE | 110 | 0.976 | 0.97 | 0.974 | 0.968 | 0.976 | 0.969 | 0.973 | 0.965 | 0.971 | 0.964 | 0.972 | 0.964 | 0.973 | 0.964 | 0.977 | 0.97 | 0.98 | 0.973 | 0.979 | 0.971 | 0.979 | 0.97 | 0.978 | 0.969
GREAT ISLAND | 110 | 0.998 | 0.994 | 0.987 | 0.983 | 0.991 | 0.986 | 0.99 | 0.984 | 0.987 | 0.983 | 0.998 | 0.993 | 0.987 | 0.978 | 0.985 | 0.978 | 1.001 | 0.994 | 1 | 0.993 | 1.001 | 0.993 | 1 | 0.993
GREAT ISLAND | 220 | 0.998 | 0.994 | 0.987 | 0.983 | 0.991 | 0.987 | 0.99 | 0.984 | 0.987 | 0.983 | 0.998 | 0.993 | 0.988 | 0.979 | 0.985 | 0.979 | 1.001 | 0.994 | 1 | 0.993 | 1.001 | 0.993 | 1 | 0.993
GARROW | 110 | 0.978 | 0.972 | 0.976 | 0.97 | 0.977 | 0.971 | 0.974 | 0.967 | 0.972 | 0.966 | 0.974 | 0.966 | 0.974 | 0.965 | 0.977 | 0.97 | 0.981 | 0.974 | 0.98 | 0.972 | 0.98 | 0.971 | 0.978 | 0.97
GALWAY | 110 | 0.99 | 0.986 | 0.991 | 0.987 | 0.99 | 0.985 | 0.988 | 0.983 | 0.986 | 0.983 | 0.987 | 0.982 | 0.993 | 0.988 | 0.994 | 0.989 | 0.993 | 0.987 | 0.992 | 0.986 | 0.992 | 0.986 | 0.992 | 0.986
GOLAGH | 110 | 0.98 | 0.973 | 0.982 | 0.975 | 0.98 | 0.973 | 0.982 | 0.976 | 0.983 | 0.978 | 0.983 | 0.975 | 0.982 | 0.975 | 0.978 | 0.971 | 0.976 | 0.968 | 0.978 | 0.967 | 0.978 | 0.97 | 0.979 | 0.97
GORTAWEE | 110 | 0.998 | 0.993 | 1.001 | 0.995 | 0.999 | 0.994 | 1.001 | 0.996 | 1.001 | 0.998 | 1 | 0.995 | 0.999 | 0.996 | 0.997 | 0.992 | 0.993 | 0.989 | 0.994 | 0.988 | 0.995 | 0.99 | 0.995 | 0.991
GORMAN | 110 | 1.005 | 1.004 | 1.006 | 1.005 | 1.005 | 1.005 | 1.006 | 1.006 | 1.006 | 1.006 | 1.006 | 1.006 | 1.007 | 1.006 | 1.005 | 1.004 | 1.003 | 1.001 | 1.004 | 1.002 | 1.004 | 1.003 | 1.004 | 1.004
GORMAN | 220 | 1.002 | 1.002 | 1.004 | 1.003 | 1.003 | 1.002 | 1.003 | 1.004 | 1.003 | 1.004 | 1.003 | 1.003 | 1.005 | 1.004 | 1.003 | 1.002 | 1.001 | 1 | 1.002 | 1 | 1.003 | 1.001 | 1.002 | 1.002
GLANAGOW | 220 | 0.979 | 0.973 | 0.976 | 0.97 | 0.978 | 0.971 | 0.977 | 0.969 | 0.974 | 0.968 | 0.976 | 0.968 | 0.972 | 0.962 | 0.976 | 0.969 | 0.984 | 0.977 | 0.983 | 0.974 | 0.983 | 0.973 | 0.98 | 0.972
CLOGHER | 110 | 0.98 | 0.973 | 0.982 | 0.975 | 0.98 | 0.973 | 0.982 | 0.976 | 0.983 | 0.978 | 0.983 | 0.975 | 0.982 | 0.975 | 0.978 | 0.971 | 0.976 | 0.968 | 0.978 | 0.967 | 0.978 | 0.97 | 0.979 | 0.97
GLENLARA | 110 | 0.985 | 0.977 | 0.983 | 0.975 | 0.984 | 0.975 | 0.983 | 0.973 | 0.981 | 0.972 | 0.982 | 0.972 | 0.981 | 0.969 | 0.985 | 0.975 | 0.989 | 0.979 | 0.988 | 0.976 | 0.987 | 0.975 | 0.987 | 0.975
GLENTANE | 110 | 0.978 | 0.973 | 0.976 | 0.971 | 0.978 | 0.971 | 0.974 | 0.967 | 0.972 | 0.967 | 0.974 | 0.967 | 0.976 | 0.967 | 0.979 | 0.972 | 0.982 | 0.975 | 0.981 | 0.973 | 0.981 | 0.973 | 0.98 | 0.972
HUNTSTOWN | 220 | 1.003 | 1.004 | 1.004 | 1.004 | 1.004 | 1.004 | 1.003 | 1.004 | 1.002 | 1.004 | 1.004 | 1.004 | 1.006 | 1.005 | 1.006 | 1.005 | 1.005 | 1.004 | 1.006 | 1.004 | 1.006 | 1.004 | 1.004 | 1.004
HUNTSTOWN 2 | 220 | 1.003 | 1.004 | 1.003 | 1.004 | 1.004 | 1.004 | 1.003 | 1.004 | 1.002 | 1.004 | 1.003 | 1.004 | 1.006 | 1.005 | 1.006 | 1.005 | 1.005 | 1.004 | 1.005 | 1.005 | 1.006 | 1.004 | 1.004 | 1.004
INISCARRA | 110 | 0.982 | 0.977 | 0.979 | 0.973 | 0.981 | 0.974 | 0.979 | 0.971 | 0.977 | 0.971 | 0.979 | 0.971 | 0.976 | 0.966 | 0.98 | 0.974 | 0.987 | 0.98 | 0.985 | 0.977 | 0.985 | 0.976 | 0.984 | 0.975
INCHICORE | 220 | 1.003 | 1.003 | 1.003 | 1.004 | 1.004 | 1.004 | 1.003 | 1.003 | 1.002 | 1.003 | 1.003 | 1.003 | 1.006 | 1.004 | 1.005 | 1.004 | 1.005 | 1.004 | 1.005 | 1.004 | 1.006 | 1.004 | 1.005 | 1.004
IKERRIN | 110 | 0.985 | 0.976 | 0.984 | 0.976 | 0.985 | 0.976 | 0.984 | 0.975 | 0.984 | 0.976 | 0.984 | 0.976 | 0.983 | 0.97 | 0.988 | 0.977 | 0.986 | 0.975 | 0.985 | 0.973 | 0.985 | 0.972 | 0.985 | 0.972
IRISHTOWN | 220 | 1.002 | 1.003 | 1.002 | 1.003 | 1.003 | 1.003 | 1.002 | 1.002 | 1.001 | 1.002 | 1.002 | 1.002 | 1.005 | 1.003 | 1.004 | 1.003 | 1.004 | 1.003 | 1.005 | 1.003 | 1.005 | 1.003 | 1.004 | 1.003
KNOCKANURE | 110 | 0.98 | 0.977 | 0.979 | 0.977 | 0.981 | 0.976 | 0.976 | 0.971 | 0.974 | 0.971 | 0.976 | 0.971 | 0.983 | 0.977 | 0.986 | 0.981 | 0.986 | 0.981 | 0.985 | 0.98 | 0.986 | 0.979 | 0.984 | 0.978
KNOCKANURE | 220 | 0.981 | 0.978 | 0.98 | 0.977 | 0.981 | 0.977 | 0.977 | 0.972 | 0.975 | 0.971 | 0.977 | 0.972 | 0.983 | 0.977 | 0.986 | 0.981 | 0.987 | 0.982 | 0.986 | 0.98 | 0.986 | 0.979 | 0.985 | 0.978
KNOCKRAHA | 220 | 0.982 | 0.976 | 0.978 | 0.972 | 0.98 | 0.973 | 0.979 | 0.971 | 0.976 | 0.97 | 0.979 | 0.97 | 0.975 | 0.965 | 0.979 | 0.972 | 0.986 | 0.979 | 0.985 | 0.976 | 0.985 | 0.975 | 0.983 | 0.974
KNOCKRAHA | 110 | 0.982 | 0.976 | 0.979 | 0.973 | 0.981 | 0.974 | 0.98 | 0.971 | 0.977 | 0.97 | 0.979 | 0.971 | 0.975 | 0.965 | 0.979 | 0.972 | 0.987 | 0.979 | 0.985 | 0.977 | 0.986 | 0.976 | 0.983 | 0.975
KILBARRY | 110 | 0.984 | 0.977 | 0.98 | 0.974 | 0.983 | 0.975 | 0.981 | 0.972 | 0.978 | 0.972 | 0.981 | 0.972 | 0.977 | 0.966 | 0.981 | 0.973 | 0.988 | 0.98 | 0.986 | 0.977 | 0.986 | 0.976 | 0.984 | 0.975
KILTEEL | 110 | 1.003 | 1.001 | 1.004 | 1.004 | 1.005 | 1.004 | 1.005 | 1.002 | 1.005 | 1.002 | 1.004 | 1.002 | 1.006 | 1.001 | 1.012 | 1.008 | 1.006 | 1.001 | 1.004 | 0.999 | 1.005 | 0.999 | 1.004 | 1
REAMORE | 110 | 0.981 | 0.975 | 0.98 | 0.974 | 0.981 | 0.974 | 0.978 | 0.97 | 0.976 | 0.97 | 0.977 | 0.969 | 0.982 | 0.973 | 0.985 | 0.977 | 0.986 | 0.978 | 0.985 | 0.976 | 0.985 | 0.976 | 0.984 | 0.975
KILKENNY | 110 | 1.013 | 1.006 | 1.005 | 0.999 | 1.008 | 1.002 | 1.008 | 1.002 | 1.006 | 1.002 | 1.013 | 1.009 | 1.005 | 0.993 | 1.003 | 0.993 | 1.014 | 1.003 | 1.014 | 1.003 | 1.014 | 1.002 | 1.014 | 1.003
KILLONAN | 110 | 0.986 | 0.98 | 0.984 | 0.979 | 0.985 | 0.978 | 0.982 | 0.975 | 0.981 | 0.975 | 0.983 | 0.976 | 0.985 | 0.978 | 0.989 | 0.983 | 0.99 | 0.984 | 0.99 | 0.982 | 0.989 | 0.981 | 0.989 | 0.98
KILLONAN | 220 | 0.985 | 0.98 | 0.983 | 0.978 | 0.984 | 0.978 | 0.982 | 0.975 | 0.98 | 0.975 | 0.982 | 0.975 | 0.985 | 0.977 | 0.988 | 0.982 | 0.99 | 0.983 | 0.989 | 0.981 | 0.988 | 0.98 | 0.988 | 0.98
KNOCKERAGH | 110 | 0.981 | 0.975 | 0.98 | 0.974 | 0.981 | 0.974 | 0.978 | 0.97 | 0.976 | 0.97 | 0.977 | 0.969 | 0.979 | 0.97 | 0.982 | 0.975 | 0.985 | 0.978 | 0.984 | 0.976 | 0.984 | 0.975 | 0.983 | 0.974
KNOCKUMBER | 110 | 1.007 | 1.007 | 1.009 | 1.008 | 1.008 | 1.008 | 1.009 | 1.009 | 1.009 | 1.01 | 1.009 | 1.009 | 1.01 | 1.009 | 1.008 | 1.007 | 1.005 | 1.004 | 1.006 | 1.005 | 1.007 | 1.005 | 1.007 | 1.006
BALLYNAHULLA | 110 | 0.978 | 0.973 | 0.976 | 0.971 | 0.978 | 0.971 | 0.974 | 0.967 | 0.972 | 0.967 | 0.974 | 0.967 | 0.976 | 0.967 | 0.979 | 0.972 | 0.982 | 0.975 | 0.981 | 0.973 | 0.981 | 0.972 | 0.98 | 0.971
BALLYNAHULLA | 220 | 0.978 | 0.973 | 0.976 | 0.971 | 0.978 | 0.972 | 0.975 | 0.968 | 0.972 | 0.967 | 0.974 | 0.967 | 0.976 | 0.967 | 0.979 | 0.973 | 0.982 | 0.976 | 0.981 | 0.974 | 0.981 | 0.973 | 0.98 | 0.972
KELLIS | 110 | 1.002 | 1 | 0.996 | 0.994 | 0.998 | 0.996 | 0.997 | 0.995 | 0.996 | 0.994 | 1.002 | 1 | 0.998 | 0.991 | 0.997 | 0.992 | 1.005 | 0.998 | 1.004 | 0.998 | 1.005 | 0.998 | 1.004 | 0.998
KELLIS | 220 | 1 | 0.998 | 0.994 | 0.993 | 0.997 | 0.995 | 0.995 | 0.993 | 0.994 | 0.992 | 1 | 0.997 | 0.996 | 0.99 | 0.996 | 0.991 | 1.003 | 0.997 | 1.002 | 0.997 | 1.003 | 0.996 | 1.002 | 0.996
KINNEGAD | 110 | 1.001 | 1 | 1.002 | 1.001 | 1.003 | 1.002 | 1.002 | 1 | 1.002 | 1 | 1.003 | 1.001 | 1.005 | 1 | 1.008 | 1.005 | 1.004 | 0.999 | 1.003 | 0.998 | 1.003 | 0.998 | 1.002 | 0.998
KILLOTERAN | 110 | 0.998 | 0.994 | 0.988 | 0.983 | 0.992 | 0.986 | 0.991 | 0.984 | 0.988 | 0.983 | 0.998 | 0.992 | 0.988 | 0.978 | 0.986 | 0.979 | 1.001 | 0.994 | 1 | 0.993 | 1.001 | 0.992 | 1 | 0.992
KILPADDOGE | 110 | 0.981 | 0.979 | 0.981 | 0.978 | 0.982 | 0.978 | 0.977 | 0.973 | 0.975 | 0.972 | 0.977 | 0.973 | 0.985 | 0.98 | 0.988 | 0.984 | 0.988 | 0.984 | 0.987 | 0.983 | 0.987 | 0.981 | 0.986 | 0.981
KILPADDOGE | 220 | 0.983 | 0.981 | 0.982 | 0.98 | 0.983 | 0.98 | 0.978 | 0.975 | 0.977 | 0.974 | 0.979 | 0.975 | 0.987 | 0.982 | 0.989 | 0.985 | 0.989 | 0.985 | 0.988 | 0.984 | 0.988 | 0.983 | 0.987 | 0.982
LANESBORO | 110 | 0.979 | 0.974 | 0.981 | 0.975 | 0.98 | 0.975 | 0.981 | 0.974 | 0.98 | 0.975 | 0.986 | 0.982 | 0.983 | 0.974 | 0.984 | 0.976 | 0.98 | 0.972 | 0.979 | 0.97 | 0.979 | 0.971 | 0.979 | 0.972
LOUTHA | 110 | 1.002 | 1.001 | 1.004 | 1.003 | 1.003 | 1.002 | 1.004 | 1.005 | 1.004 | 1.005 | 1.003 | 1.004 | 1.004 | 1.005 | 1.002 | 1.002 | 0.999 | 0.999 | 1.001 | 1 | 1.002 | 1.001 | 1.002 | 1.002
LOUTH | 220 | 1.001 | 1 | 1.003 | 1.001 | 1.002 | 1.001 | 1.003 | 1.003 | 1.003 | 1.003 | 1.002 | 1.002 | 1.003 | 1.003 | 1.001 | 1 | 0.998 | 0.997 | 0.999 | 0.998 | 1 | 0.999 | 1 | 1
LIMERICK | 110 | 0.986 | 0.98 | 0.984 | 0.979 | 0.985 | 0.978 | 0.982 | 0.975 | 0.98 | 0.975 | 0.983 | 0.975 | 0.986 | 0.979 | 0.989 | 0.984 | 0.991 | 0.985 | 0.991 | 0.984 | 0.989 | 0.982 | 0.989 | 0.981
LISDRUM | 110 | 1.007 | 1.003 | 1.009 | 1.006 | 1.007 | 1.005 | 1.01 | 1.008 | 1.01 | 1.008 | 1.008 | 1.006 | 1.008 | 1.007 | 1.005 | 1.003 | 1.002 | 0.999 | 1.003 | 1 | 1.004 | 1.001 | 1.004 | 1.002
LETTERKENNY | 110 | 0.984 | 0.974 | 0.987 | 0.977 | 0.984 | 0.975 | 0.988 | 0.98 | 0.988 | 0.981 | 0.986 | 0.978 | 0.985 | 0.975 | 0.98 | 0.97 | 0.977 | 0.967 | 0.979 | 0.967 | 0.98 | 0.969 | 0.981 | 0.971
LISHEEN | 110 | 0.979 | 0.97 | 0.977 | 0.969 | 0.978 | 0.969 | 0.978 | 0.968 | 0.977 | 0.969 | 0.978 | 0.969 | 0.976 | 0.963 | 0.979 | 0.968 | 0.98 | 0.967 | 0.979 | 0.965 | 0.979 | 0.965 | 0.978 | 0.965
CUREENY T | 110 | 0.987 | 0.982 | 0.985 | 0.98 | 0.986 | 0.98 | 0.984 | 0.976 | 0.982 | 0.977 | 0.984 | 0.977 | 0.987 | 0.979 | 0.99 | 0.984 | 0.992 | 0.985 | 0.991 | 0.984 | 0.99 | 0.983 | 0.99 | 0.982
LODGEWOOD | 110 | 1 | 0.997 | 0.993 | 0.99 | 0.996 | 0.992 | 0.995 | 0.991 | 0.993 | 0.99 | 1 | 0.997 | 0.994 | 0.986 | 0.992 | 0.986 | 1.002 | 0.996 | 1.002 | 0.996 | 1.002 | 0.995 | 1.001 | 0.995
LODGEWOOD | 220 | 1 | 0.997 | 0.993 | 0.99 | 0.996 | 0.992 | 0.995 | 0.991 | 0.993 | 0.99 | 1 | 0.997 | 0.994 | 0.987 | 0.992 | 0.987 | 1.002 | 0.996 | 1.002 | 0.996 | 1.002 | 0.996 | 1.002 | 0.996
MACETOWN | 110 | 1.006 | 1.007 | 1.006 | 1.007 | 1.006 | 1.007 | 1.006 | 1.007 | 1.005 | 1.007 | 1.006 | 1.007 | 1.009 | 1.008 | 1.008 | 1.008 | 1.007 | 1.007 | 1.008 | 1.008 | 1.008 | 1.007 | 1.007 | 1.007
MIDLETON | 110 | 0.984 | 0.977 | 0.98 | 0.974 | 0.983 | 0.975 | 0.981 | 0.973 | 0.978 | 0.972 | 0.981 | 0.972 | 0.976 | 0.966 | 0.98 | 0.974 | 0.988 | 0.981 | 0.986 | 0.978 | 0.986 | 0.977 | 0.984 | 0.976
MEATH HILL | 110 | 1.005 | 1.004 | 1.007 | 1.006 | 1.006 | 1.005 | 1.008 | 1.007 | 1.007 | 1.008 | 1.007 | 1.007 | 1.007 | 1.007 | 1.005 | 1.004 | 1.002 | 1 | 1.003 | 1.001 | 1.004 | 1.002 | 1.004 | 1.003
MAYNOOTH A | 220 | 1.001 | 1.001 | 1.001 | 1.002 | 1.001 | 1.002 | 1 | 1.001 | 0.999 | 1.001 | 1.001 | 1.001 | 1.003 | 1.001 | 1.003 | 1.003 | 1.003 | 1.001 | 1.003 | 1.001 | 1.003 | 1.001 | 1.002 | 1.001
MACROOM | 110 | 0.979 | 0.973 | 0.976 | 0.97 | 0.978 | 0.971 | 0.976 | 0.968 | 0.974 | 0.967 | 0.976 | 0.967 | 0.974 | 0.964 | 0.978 | 0.971 | 0.983 | 0.976 | 0.982 | 0.973 | 0.982 | 0.972 | 0.98 | 0.971
MONETEEN | 110 | 0.983 | 0.978 | 0.981 | 0.977 | 0.983 | 0.976 | 0.98 | 0.972 | 0.978 | 0.973 | 0.98 | 0.973 | 0.984 | 0.977 | 0.987 | 0.982 | 0.989 | 0.983 | 0.99 | 0.983 | 0.987 | 0.98 | 0.987 | 0.98
MNYPG1 | 380 | 0.985 | 0.984 | 0.984 | 0.983 | 0.986 | 0.983 | 0.981 | 0.978 | 0.979 | 0.978 | 0.981 | 0.978 | 0.99 | 0.985 | 0.991 | 0.988 | 0.991 | 0.987 | 0.99 | 0.986 | 0.991 | 0.986 | 0.99 | 0.985
MONEYPOINT | 110 | 0.983 | 0.98 | 0.982 | 0.98 | 0.983 | 0.979 | 0.978 | 0.974 | 0.976 | 0.974 | 0.978 | 0.974 | 0.987 | 0.982 | 0.989 | 0.985 | 0.989 | 0.985 | 0.988 | 0.983 | 0.988 | 0.982 | 0.987 | 0.982
MONEYPOINT | 220 | 0.983 | 0.981 | 0.982 | 0.981 | 0.984 | 0.98 | 0.979 | 0.975 | 0.977 | 0.975 | 0.979 | 0.975 | 0.987 | 0.982 | 0.989 | 0.986 | 0.99 | 0.985 | 0.989 | 0.984 | 0.989 | 0.983 | 0.988 | 0.983
MARINA | 110 | 0.983 | 0.977 | 0.98 | 0.974 | 0.983 | 0.975 | 0.981 | 0.972 | 0.978 | 0.972 | 0.98 | 0.972 | 0.977 | 0.966 | 0.981 | 0.973 | 0.988 | 0.98 | 0.986 | 0.977 | 0.986 | 0.976 | 0.984 | 0.975
MUNGRET A | 110 | 0.983 | 0.978 | 0.982 | 0.977 | 0.983 | 0.976 | 0.98 | 0.972 | 0.978 | 0.973 | 0.981 | 0.973 | 0.984 | 0.977 | 0.988 | 0.982 | 0.989 | 0.983 | 0.99 | 0.983 | 0.987 | 0.98 | 0.987 | 0.98
MULLINGAR | 110 | 1.003 | 1 | 1.004 | 1.002 | 1.005 | 1.002 | 1.004 | 1.001 | 1.004 | 1.001 | 1.005 | 1.003 | 1.006 | 0.999 | 1.009 | 1.003 | 1.005 | 0.998 | 1.004 | 0.997 | 1.005 | 0.997 | 1.004 | 0.998
MALLOW | 110 | 0.985 | 0.978 | 0.982 | 0.976 | 0.984 | 0.976 | 0.983 | 0.974 | 0.98 | 0.973 | 0.982 | 0.973 | 0.979 | 0.969 | 0.983 | 0.975 | 0.988 | 0.981 | 0.987 | 0.978 | 0.987 | 0.977 | 0.986 | 0.976
MOY | 110 | 0.991 | 0.981 | 0.994 | 0.984 | 0.989 | 0.979 | 0.991 | 0.98 | 0.99 | 0.981 | 0.988 | 0.979 | 0.975 | 0.964 | 0.972 | 0.961 | 0.969 | 0.958 | 0.969 | 0.956 | 0.969 | 0.956 | 0.969 | 0.957
MULLAGHARLIN | 110 | 1.006 | 1.005 | 1.008 | 1.007 | 1.007 | 1.006 | 1.008 | 1.009 | 1.008 | 1.009 | 1.007 | 1.008 | 1.008 | 1.008 | 1.005 | 1.005 | 1.002 | 1.001 | 1.004 | 1.003 | 1.005 | 1.004 | 1.005 | 1.005
MEENTYCAT | 110 | 0.979 | 0.97 | 0.982 | 0.972 | 0.979 | 0.97 | 0.983 | 0.974 | 0.983 | 0.975 | 0.981 | 0.972 | 0.98 | 0.971 | 0.975 | 0.966 | 0.972 | 0.962 | 0.974 | 0.962 | 0.975 | 0.965 | 0.976 | 0.966
MONREAD | 110 | 1.002 | 0.999 | 1.003 | 1.001 | 1.004 | 1.002 | 1.004 | 1 | 1.003 | 1 | 1.002 | 1 | 1.005 | 0.999 | 1.012 | 1.007 | 1.005 | 0.999 | 1.003 | 0.996 | 1.003 | 0.996 | 1.003 | 0.997
MULREAVY | 110 | 0.978 | 0.97 | 0.98 | 0.973 | 0.977 | 0.97 | 0.98 | 0.974 | 0.981 | 0.975 | 0.98 | 0.972 | 0.98 | 0.972 | 0.976 | 0.969 | 0.974 | 0.965 | 0.975 | 0.965 | 0.976 | 0.967 | 0.976 | 0.968
NEWBRIDGE | 110 | 0.997 | 0.992 | 0.998 | 0.994 | 1 | 0.996 | 0.998 | 0.993 | 0.998 | 0.994 | 0.997 | 0.993 | 1 | 0.992 | 1.011 | 1.005 | 1.001 | 0.993 | 0.997 | 0.989 | 0.998 | 0.989 | 0.997 | 0.99
NAVAN | 110 | 1.006 | 1.005 | 1.007 | 1.006 | 1.007 | 1.006 | 1.007 | 1.007 | 1.007 | 1.008 | 1.007 | 1.007 | 1.008 | 1.007 | 1.006 | 1.005 | 1.004 | 1.002 | 1.005 | 1.003 | 1.005 | 1.003 | 1.005 | 1.004
NORTH WALL | 220 | 1.003 | 1.003 | 1.003 | 1.004 | 1.003 | 1.004 | 1.003 | 1.003 | 1.002 | 1.003 | 1.003 | 1.003 | 1.006 | 1.004 | 1.005 | 1.004 | 1.005 | 1.003 | 1.005 | 1.004 | 1.006 | 1.004 | 1.004 | 1.003
NENAGH | 110 | 0.989 | 0.983 | 0.988 | 0.982 | 0.989 | 0.982 | 0.986 | 0.979 | 0.985 | 0.979 | 0.987 | 0.979 | 0.989 | 0.982 | 0.992 | 0.987 | 0.994 | 0.988 | 0.993 | 0.986 | 0.992 | 0.985 | 0.992 | 0.984
OLDCOURT | 110 | 0.982 | 0.975 | 0.978 | 0.972 | 0.981 | 0.973 | 0.979 | 0.971 | 0.976 | 0.97 | 0.978 | 0.97 | 0.974 | 0.964 | 0.979 | 0.972 | 0.986 | 0.979 | 0.985 | 0.976 | 0.985 | 0.975 | 0.983 | 0.974
OUGHTRAGH | 110 | 0.984 | 0.978 | 0.984 | 0.977 | 0.984 | 0.977 | 0.982 | 0.974 | 0.979 | 0.973 | 0.98 | 0.972 | 0.984 | 0.976 | 0.987 | 0.98 | 0.988 | 0.981 | 0.987 | 0.979 | 0.987 | 0.979 | 0.987 | 0.978
GLENREE | 110 | 0.989 | 0.98 | 0.992 | 0.982 | 0.987 | 0.978 | 0.989 | 0.979 | 0.988 | 0.98 | 0.987 | 0.978 | 0.977 | 0.967 | 0.974 | 0.964 | 0.971 | 0.961 | 0.971 | 0.959 | 0.971 | 0.96 | 0.972 | 0.96
OLDSTREET | 220 | 0.99 | 0.989 | 0.989 | 0.99 | 0.99 | 0.989 | 0.986 | 0.986 | 0.985 | 0.986 | 0.987 | 0.986 | 0.993 | 0.991 | 0.994 | 0.993 | 0.994 | 0.992 | 0.993 | 0.991 | 0.994 | 0.991 | 0.993 | 0.99
OLDSTREET | 380 | 0.991 | 0.99 | 0.99 | 0.99 | 0.991 | 0.99 | 0.987 | 0.987 | 0.986 | 0.987 | 0.988 | 0.987 | 0.994 | 0.992 | 0.995 | 0.993 | 0.995 | 0.993 | 0.994 | 0.992 | 0.994 | 0.991 | 0.993 | 0.991
POLLAPHUCA | 110 | 1.001 | 1 | 0.994 | 0.993 | 0.996 | 0.995 | 0.996 | 0.994 | 0.995 | 0.993 | 1.004 | 1.001 | 0.999 | 0.991 | 0.998 | 0.992 | 1.004 | 0.997 | 1.005 | 0.996 | 1.005 | 0.996 | 1.005 | 0.996
POOLBEG NORT | 220 | 1.003 | 1.003 | 1.003 | 1.003 | 1.003 | 1.003 | 1.002 | 1.002 | 1.002 | 1.002 | 1.003 | 1.003 | 1.005 | 1.003 | 1.005 | 1.004 | 1.005 | 1.003 | 1.005 | 1.004 | 1.005 | 1.003 | 1.004 | 1.003
POOLBEG SOUT | 220 | 1.004 | 1.004 | 1.004 | 1.004 | 1.004 | 1.004 | 1.003 | 1.003 | 1.003 | 1.003 | 1.004 | 1.004 | 1.006 | 1.004 | 1.006 | 1.005 | 1.006 | 1.004 | 1.006 | 1.004 | 1.006 | 1.004 | 1.005 | 1.004
PORTLAOISE | 110 | 0.992 | 0.986 | 0.993 | 0.987 | 0.995 | 0.989 | 0.993 | 0.986 | 0.993 | 0.987 | 0.993 | 0.987 | 0.995 | 0.983 | 1.006 | 0.998 | 0.996 | 0.986 | 0.993 | 0.982 | 0.993 | 0.982 | 0.993 | 0.982
PLATIN | 110 | 1.007 | 1.007 | 1.008 | 1.008 | 1.008 | 1.008 | 1.008 | 1.008 | 1.007 | 1.008 | 1.008 | 1.008 | 1.009 | 1.008 | 1.008 | 1.007 | 1.006 | 1.005 | 1.007 | 1.006 | 1.008 | 1.006 | 1.007 | 1.006
PROSPECT | 220 | 0.983 | 0.981 | 0.983 | 0.981 | 0.984 | 0.981 | 0.979 | 0.975 | 0.977 | 0.975 | 0.979 | 0.975 | 0.987 | 0.982 | 0.989 | 0.986 | 0.99 | 0.985 | 0.989 | 0.984 | 0.989 | 0.983 | 0.988 | 0.983
RYEBROOK | 110 | 1.007 | 1.009 | 1.008 | 1.01 | 1.008 | 1.01 | 1.007 | 1.009 | 1.006 | 1.009 | 1.008 | 1.009 | 1.01 | 1.01 | 1.011 | 1.011 | 1.01 | 1.009 | 1.01 | 1.009 | 1.01 | 1.009 | 1.009 | 1.009
RATHKEALE | 110 | 0.984 | 0.98 | 0.983 | 0.979 | 0.984 | 0.979 | 0.98 | 0.974 | 0.978 | 0.974 | 0.98 | 0.974 | 0.987 | 0.984 | 0.989 | 0.988 | 0.99 | 0.988 | 0.99 | 0.987 | 0.989 | 0.986 | 0.988 | 0.985
RICHMOND | 110 | 0.982 | 0.975 | 0.984 | 0.978 | 0.983 | 0.977 | 0.983 | 0.976 | 0.983 | 0.977 | 0.988 | 0.984 | 0.985 | 0.976 | 0.985 | 0.978 | 0.982 | 0.974 | 0.981 | 0.972 | 0.982 | 0.972 | 0.982 | 0.973
RAFFEEN | 220 | 0.98 | 0.974 | 0.977 | 0.971 | 0.98 | 0.972 | 0.978 | 0.969 | 0.975 | 0.968 | 0.977 | 0.969 | 0.973 | 0.963 | 0.978 | 0.97 | 0.985 | 0.978 | 0.984 | 0.975 | 0.984 | 0.974 | 0.981 | 0.973
RAFFEENB | 110 | 0.981 | 0.975 | 0.978 | 0.972 | 0.981 | 0.973 | 0.979 | 0.971 | 0.976 | 0.97 | 0.978 | 0.97 | 0.974 | 0.964 | 0.979 | 0.971 | 0.986 | 0.979 | 0.985 | 0.976 | 0.985 | 0.975 | 0.982 | 0.974
RINAWADE | 110 | 1.002 | 1.002 | 1.002 | 1.003 | 1.003 | 1.003 | 1.002 | 1.002 | 1.001 | 1.002 | 1.002 | 1.002 | 1.005 | 1.002 | 1.006 | 1.005 | 1.004 | 1.002 | 1.004 | 1.002 | 1.004 | 1.002 | 1.003 | 1.002
RATRUSSAN | 110 | 1 | 0.996 | 1.002 | 0.998 | 1.001 | 0.997 | 1.002 | 1 | 1.002 | 1 | 1.001 | 0.999 | 1.001 | 0.998 | 0.999 | 0.995 | 0.995 | 0.991 | 0.996 | 0.991 | 0.996 | 0.992 | 0.997 | 0.993
SHANNONBRIDG | 110 | 0.984 | 0.978 | 0.984 | 0.978 | 0.985 | 0.978 | 0.984 | 0.977 | 0.984 | 0.978 | 0.984 | 0.977 | 0.985 | 0.975 | 0.993 | 0.985 | 0.987 | 0.978 | 0.986 | 0.976 | 0.986 | 0.976 | 0.985 | 0.976
SHANNONBRIDG | 220 | 0.988 | 0.983 | 0.987 | 0.982 | 0.988 | 0.983 | 0.987 | 0.981 | 0.987 | 0.982 | 0.987 | 0.981 | 0.989 | 0.98 | 0.994 | 0.988 | 0.991 | 0.983 | 0.99 | 0.982 | 0.99 | 0.981 | 0.989 | 0.981
SALTHILL | 110 | 0.99 | 0.986 | 0.991 | 0.987 | 0.99 | 0.986 | 0.988 | 0.983 | 0.987 | 0.983 | 0.987 | 0.983 | 0.994 | 0.989 | 0.994 | 0.989 | 0.993 | 0.988 | 0.992 | 0.986 | 0.992 | 0.986 | 0.992 | 0.986
SHANKILL | 110 | 1.003 | 0.999 | 1.006 | 1.001 | 1.004 | 1 | 1.006 | 1.002 | 1.006 | 1.003 | 1.005 | 1.002 | 1.005 | 1.001 | 1.003 | 0.998 | 0.999 | 0.994 | 1 | 0.994 | 1 | 0.995 | 1 | 0.996
SLIGO | 110 | 0.991 | 0.985 | 0.994 | 0.987 | 0.991 | 0.985 | 0.992 | 0.986 | 0.992 | 0.987 | 0.992 | 0.986 | 0.991 | 0.984 | 0.988 | 0.982 | 0.986 | 0.979 | 0.987 | 0.978 | 0.987 | 0.979 | 0.987 | 0.98
SOMERSET | 110 | 0.987 | 0.98 | 0.987 | 0.981 | 0.987 | 0.981 | 0.986 | 0.979 | 0.986 | 0.981 | 0.986 | 0.98 | 0.988 | 0.978 | 0.994 | 0.986 | 0.989 | 0.98 | 0.988 | 0.978 | 0.988 | 0.978 | 0.988 | 0.978
SHELLYBANKS | 220 | 1.002 | 1.003 | 1.002 | 1.003 | 1.003 | 1.003 | 1.002 | 1.002 | 1.001 | 1.002 | 1.003 | 1.003 | 1.005 | 1.003 | 1.005 | 1.003 | 1.005 | 1.003 | 1.005 | 1.003 | 1.005 | 1.003 | 1.004 | 1.003
SRANANAGH | 220 | 0.991 | 0.985 | 0.992 | 0.987 | 0.991 | 0.985 | 0.991 | 0.987 | 0.991 | 0.987 | 0.991 | 0.986 | 0.992 | 0.986 | 0.99 | 0.984 | 0.988 | 0.981 | 0.988 | 0.98 | 0.988 | 0.981 | 0.989 | 0.982
STRATFORD | 110 | 1.004 | 1.002 | 0.999 | 0.997 | 1 | 0.998 | 1 | 0.997 | 0.999 | 0.996 | 1.006 | 1.003 | 1.002 | 0.992 | 1.001 | 0.994 | 1.007 | 0.999 | 1.007 | 0.998 | 1.007 | 0.998 | 1.007 | 0.998
SINGLAND | 110 | 0.986 | 0.981 | 0.984 | 0.979 | 0.985 | 0.978 | 0.982 | 0.975 | 0.981 | 0.975 | 0.983 | 0.976 | 0.986 | 0.978 | 0.989 | 0.984 | 0.991 | 0.984 | 0.991 | 0.983 | 0.99 | 0.982 | 0.989 | 0.981
TARBERT | 220 | 0.983 | 0.981 | 0.982 | 0.98 | 0.983 | 0.98 | 0.979 | 0.975 | 0.977 | 0.974 | 0.979 | 0.975 | 0.987 | 0.982 | 0.989 | 0.985 | 0.989 | 0.985 | 0.988 | 0.984 | 0.989 | 0.983 | 0.987 | 0.982
TARBERT | 110 | 0.983 | 0.981 | 0.982 | 0.98 | 0.983 | 0.98 | 0.979 | 0.975 | 0.977 | 0.974 | 0.979 | 0.975 | 0.987 | 0.982 | 0.989 | 0.985 | 0.989 | 0.985 | 0.988 | 0.984 | 0.988 | 0.983 | 0.987 | 0.982
TARBERT | 220 | 0.983 | 0.981 | 0.982 | 0.98 | 0.983 | 0.98 | 0.979 | 0.975 | 0.977 | 0.974 | 0.979 | 0.975 | 0.987 | 0.982 | 0.989 | 0.985 | 0.989 | 0.985 | 0.988 | 0.984 | 0.989 | 0.983 | 0.987 | 0.982
TYNAGH | 220 | 0.99 | 0.988 | 0.99 | 0.989 | 0.99 | 0.988 | 0.987 | 0.985 | 0.985 | 0.985 | 0.987 | 0.985 | 0.993 | 0.99 | 0.994 | 0.992 | 0.993 | 0.991 | 0.993 | 0.99 | 0.993 | 0.989 | 0.992 | 0.989
TRABEG | 110 | 0.983 | 0.977 | 0.98 | 0.974 | 0.983 | 0.975 | 0.981 | 0.972 | 0.978 | 0.971 | 0.98 | 0.972 | 0.976 | 0.966 | 0.981 | 0.973 | 0.988 | 0.98 | 0.986 | 0.977 | 0.986 | 0.976 | 0.984 | 0.975
TIEVEBRACK | 110 | [12 empty] | 0.986 | 0.977 | 0.981 | 0.972 | 0.978 | 0.969 | 0.98 | 0.968 | 0.981 | 0.97 | 0.982 | 0.971
TURLOUGH HIL | 220 | 0.999 | 1.001 | 0.998 | 1.001 | 0.998 | 1.002 | 0.997 | 1 | 0.996 | 1 | 0.998 | 1 | 1.001 | 1 | 1.001 | 1.002 | 1.001 | 1.001 | 1.001 | 1.002 | 1.001 | 1.001 | 1.001 | 1.001
TULLABRACK | 110 | 0.983 | 0.98 | 0.982 | 0.98 | 0.983 | 0.979 | 0.978 | 0.974 | 0.977 | 0.974 | 0.979 | 0.974 | 0.987 | 0.981 | 0.989 | 0.984 | 0.989 | 0.984 | 0.988 | 0.983 | 0.988 | 0.982 | 0.987 | 0.981
TRIEN | 110 | 0.981 | 0.975 | 0.981 | 0.975 | 0.981 | 0.975 | 0.979 | 0.971 | 0.976 | 0.97 | 0.977 | 0.969 | 0.982 | 0.977 | 0.985 | 0.981 | 0.985 | 0.981 | 0.984 | 0.978 | 0.984 | 0.979 | 0.984 | 0.978
CAUTEEN | 110 | 0.984 | 0.977 | 0.981 | 0.975 | 0.983 | 0.975 | 0.981 | 0.972 | 0.979 | 0.972 | 0.982 | 0.973 | 0.982 | 0.971 | 0.984 | 0.976 | 0.987 | 0.978 | 0.986 | 0.976 | 0.986 | 0.975 | 0.985 | 0.975
CAUTEEN | 110 | 0.984 | 0.977 | 0.981 | 0.975 | 0.983 | 0.975 | 0.981 | 0.972 | 0.979 | 0.972 | 0.982 | 0.973 | 0.982 | 0.971 | 0.984 | 0.976 | 0.987 | 0.978 | 0.986 | 0.976 | 0.986 | 0.975 | 0.985 | 0.975
TRALEE | 110 | 0.982 | 0.976 | 0.981 | 0.976 | 0.982 | 0.976 | 0.979 | 0.972 | 0.977 | 0.971 | 0.978 | 0.971 | 0.983 | 0.975 | 0.986 | 0.979 | 0.987 | 0.979 | 0.986 | 0.978 | 0.986 | 0.978 | 0.985 | 0.977
THURLES | 110 | 0.984 | 0.975 | 0.982 | 0.974 | 0.983 | 0.974 | 0.983 | 0.973 | 0.982 | 0.974 | 0.983 | 0.974 | 0.981 | 0.968 | 0.985 | 0.974 | 0.985 | 0.973 | 0.984 | 0.971 | 0.984 | 0.971 | 0.984 | 0.971
THORNSBERRY | 110 | 0.991 | 0.986 | 0.992 | 0.988 | 0.995 | 0.991 | 0.992 | 0.987 | 0.992 | 0.988 | 0.992 | 0.988 | 0.995 | 0.987 | 1.009 | 1.003 | 0.996 | 0.988 | 0.992 | 0.983 | 0.992 | 0.984 | 0.992 | 0.984
TONROE | 110 | 0.994 | 0.989 | 0.997 | 0.99 | 0.995 | 0.989 | 0.995 | 0.99 | 0.995 | 0.99 | 0.995 | 0.99 | 0.996 | 0.991 | 0.994 | 0.989 | 0.992 | 0.986 | 0.993 | 0.985 | 0.993 | 0.986 | 0.993 | 0.987
TRILLICK | 110 | 0.975 | 0.963 | 0.979 | 0.967 | 0.975 | 0.965 | 0.98 | 0.969 | 0.981 | 0.971 | 0.978 | 0.966 | 0.976 | 0.962 | 0.971 | 0.956 | 0.966 | 0.952 | 0.969 | 0.952 | 0.969 | 0.955 | 0.971 | 0.956
TIPPERARY | 110 | 0.987 | 0.979 | 0.984 | 0.977 | 0.985 | 0.977 | 0.984 | 0.975 | 0.983 | 0.975 | 0.985 | 0.976 | 0.984 | 0.973 | 0.986 | 0.977 | 0.989 | 0.979 | 0.989 | 0.978 | 0.988 | 0.977 | 0.988 | 0.977
WATERFORD | 110 | 0.998 | 0.994 | 0.988 | 0.983 | 0.992 | 0.986 | 0.991 | 0.984 | 0.988 | 0.983 | 0.998 | 0.992 | 0.988 | 0.978 | 0.986 | 0.979 | 1.001 | 0.994 | 1 | 0.993 | 1.001 | 0.992 | 1 | 0.992
WOODLAND | 220 | 0.999 | 1.002 | 0.999 | 1.002 | 1 | 1.002 | 0.998 | 1.001 | 0.998 | 1.001 | 0.999 | 1.001 | 1.002 | 1.003 | 1.002 | 1.003 | 1.001 | 1.002 | 1.001 | 1.002 | 1.002 | 1.002 | 1.001 | 1.002
WOODLAND | 380 | 0.997 | 1 | 0.998 | 1.001 | 0.998 | 1 | 0.996 | 0.999 | 0.996 | 0.999 | 0.997 | 0.999 | 1 | 1.001 | 1.001 | 1.001 | 1 | 1.001 | 1 | 1.001 | 1 | 1 | 0.999 | 1
WHITEGATE | 110 | 0.98 | 0.974 | 0.977 | 0.971 | 0.979 | 0.972 | 0.978 | 0.969 | 0.975 | 0.968 | 0.977 | 0.968 | 0.973 | 0.962 | 0.977 | 0.97 | 0.985 | 0.978 | 0.984 | 0.975 | 0.984 | 0.974 | 0.981 | 0.973
WEXFORD | 110 | 1.005 | 0.999 | 0.997 | 0.992 | 1 | 0.994 | 0.999 | 0.993 | 0.997 | 0.993 | 1.005 | 1 | 0.997 | 0.987 | 0.994 | 0.987 | 1.005 | 0.997 | 1.005 | 0.997 | 1.006 | 0.997 | 1.006 | 0.997
COOMATAGGART | 110 | [12 empty] | 0.971 | 0.961 | 0.974 | 0.966 | 0.978 | 0.97 | 0.977 | 0.968 | 0.977 | 0.967 | 0.976 | 0.966
WOODHOUSE | 110 | 0.99 | 0.984 | 0.984 | 0.978 | 0.987 | 0.98 | 0.986 | 0.978 | 0.983 | 0.977 | 0.988 | 0.981 | 0.982 | 0.971 | 0.983 | 0.975 | 0.993 | 0.985 | 0.993 | 0.984 | 0.993 | 0.983 | 0.991 | 0.982
SLIEVECALLAN | 110 | 0.986 | 0.981 | 0.985 | 0.98 | 0.986 | 0.98 | 0.982 | 0.976 | 0.981 | 0.976 | 0.983 | 0.976 | 0.988 | 0.98 | 0.99 | 0.984 | 0.99 | 0.984 | 0.99 | 0.982 | 0.989 | 0.981 | 0.989 | 0.981
GLENLARA | 110 | 0.976 | 0.971 | 0.974 | 0.969 | 0.976 | 0.969 | 0.973 | 0.966 | 0.97 | 0.965 | 0.972 | 0.965 | 0.974 | 0.966 | 0.977 | 0.971 | 0.981 | 0.974 | 0.98 | 0.972 | 0.98 | 0.971 | 0.978 | 0.97
LONGPOINT | 220 | 0.979 | 0.973 | 0.976 | 0.97 | 0.978 | 0.971 | 0.977 | 0.969 | 0.974 | 0.968 | 0.976 | 0.968 | 0.972 | 0.962 | 0.976 | 0.969 | 0.984 | 0.977 | 0.983 | 0.974 | 0.983 | 0.973 | 0.98 | 0.972
DEESIDE | 260 | 0.953 | 0.953 | 0.953 | 0.953 | 0.953 | 0.953 | 0.953 | 0.953 | 0.953 | 0.953 | 0.953 | 0.953 | 0.953 | 0.953 | 0.953 | 0.953 | 0.953 | 0.953 | 0.953 | 0.953 | 0.953 | 0.953 | 0.953 | 0.953
SLIABH BAWN | 110 | 0.982 | 0.976 | 0.983 | 0.978 | 0.983 | 0.977 | 0.983 | 0.976 | 0.982 | 0.977 | 0.986 | 0.982 | 0.985 | 0.977 | 0.985 | 0.978 | 0.981 | 0.974 | 0.981 | 0.972 | 0.981 | 0.973 | 0.981 | 0.974
AGHY1- | 110 | 0.985 | 0.978 | 0.989 | 0.98 | 0.986 | 0.979 | 0.99 | 0.983 | 0.99 | 0.984 | 0.987 | 0.981 | 0.985 | 0.982 | 0.98 | 0.976 | 0.977 | 0.973 | 0.979 | 0.973 | 0.979 | 0.975 | 0.981 | 0.977
ANTR1A | 110 | 1 | 0.998 | 1.002 | 1 | 0.999 | 0.998 | 1.002 | 1.003 | 1.003 | 1.003 | 1.001 | 1.001 | 1 | 1.003 | 0.996 | 0.998 | 0.992 | 0.993 | 0.994 | 0.995 | 0.994 | 0.997 | 0.996 | 0.998
BAFD1- | 110 | 0.996 | 0.995 | 0.998 | 0.997 | 0.996 | 0.996 | 0.998 | 1 | 0.999 | 1.001 | 0.999 | 1.001 | 0.996 | 1 | 0.991 | 0.994 | 0.988 | 0.99 | 0.99 | 0.991 | 0.989 | 0.992 | 0.99 | 0.993
BAFD2- | 275 | 0.999 | 0.998 | 1.001 | 1 | 0.999 | 0.999 | 1.001 | 1.003 | 1.002 | 1.004 | 1.001 | 1.002 | 0.999 | 1.003 | 0.995 | 0.998 | 0.991 | 0.993 | 0.994 | 0.995 | 0.993 | 0.996 | 0.994 | 0.997
BAME1B | 110 | 1 | 0.998 | 1.003 | 1 | 1 | 0.999 | 1.003 | 1.003 | 1.004 | 1.004 | 1.002 | 1.002 | 1.001 | 1.004 | 0.997 | 0.998 | 0.993 | 0.994 | 0.995 | 0.995 | 0.995 | 0.997 | 0.996 | 0.998
BANB1A | 110 | 1.006 | 1.003 | 1.008 | 1.005 | 1.006 | 1.004 | 1.009 | 1.008 | 1.009 | 1.008 | 1.008 | 1.007 | 1.007 | 1.008 | 1.004 | 1.004 | 1 | 0.999 | 1.002 | 1 | 1.002 | 1.002 | 1.003 | 1.003
BAVA1- | 110 | 0.998 | 0.997 | 1 | 0.999 | 0.998 | 0.997 | 1.001 | 1.002 | 1.002 | 1.003 | 1.001 | 1.002 | 0.999 | 1.002 | 0.994 | 0.996 | 0.99 | 0.992 | 0.993 | 0.993 | 0.992 | 0.994 | 0.993 | 0.996
BNCH1B | 110 | 1.01 | 1.007 | 1.013 | 1.009 | 1.011 | 1.008 | 1.014 | 1.013 | 1.015 | 1.013 | 1.012 | 1.011 | 1.011 | 1.013 | 1.007 | 1.008 | 1.002 | 1.002 | 1.005 | 1.004 | 1.004 | 1.005 | 1.005 | 1.007
BELN1A | 110 | 1.004 | 1.002 | 1.007 | 1.004 | 1.004 | 1.003 | 1.007 | 1.008 | 1.008 | 1.008 | 1.006 | 1.007 | 1.004 | 1.008 | 1 | 1.002 | 0.996 | 0.998 | 0.999 | 0.999 | 0.998 | 1 | 0.999 | 1.002
BROCK1 | 110 | 0.986 | 0.982 | 0.989 | 0.984 | 0.986 | 0.983 | 0.99 | 0.988 | 0.99 | 0.988 | 0.987 | 0.986 | 0.985 | 0.988 | 0.98 | 0.981 | 0.976 | 0.979 | 0.98 | 0.98 | 0.981 | 0.982 | 0.983 | 0.984
CARN1A | 110 | 1.003 | 1.001 | 1.006 | 1.004 | 1.004 | 1.002 | 1.007 | 1.007 | 1.008 | 1.008 | 1.006 | 1.006 | 1.004 | 1.007 | 1 | 1.001 | 0.996 | 0.996 | 0.998 | 0.998 | 0.997 | 0.999 | 0.998 | 1.001
CAST1A | 110 | 1.006 | 1.003 | 1.008 | 1.005 | 1.006 | 1.004 | 1.009 | 1.008 | 1.009 | 1.009 | 1.008 | 1.007 | 1.006 | 1.009 | 1.003 | 1.004 | 0.998 | 0.999 | 1.001 | 1 | 1 | 1.001 | 1.001 | 1.003
CAST2- | 275 | 1.002 | 1 | 1.005 | 1.002 | 1.002 | 1.001 | 1.005 | 1.005 | 1.006 | 1.006 | 1.004 | 1.004 | 1.003 | 1.006 | 0.999 | 1.001 | 0.995 | 0.996 | 0.998 | 0.997 | 0.997 | 0.999 | 0.998 | 1
CENT1A | 110 | 1.006 | 1.003 | 1.009 | 1.006 | 1.006 | 1.005 | 1.009 | 1.009 | 1.01 | 1.01 | 1.008 | 1.008 | 1.007 | 1.009 | 1.003 | 1.004 | 0.999 | 0.999 | 1.001 | 1.001 | 1.001 | 1.002 | 1.002 | 1.004
COLE1- | 110 | 0.988 | 0.983 | 0.992 | 0.986 | 0.989 | 0.985 | 0.994 | 0.99 | 0.993 | 0.99 | 0.99 | 0.988 | 0.989 | 0.99 | 0.983 | 0.983 | 0.981 | 0.981 | 0.984 | 0.982 | 0.987 | 0.986 | 0.988 | 0.988
COOL1- | 110 | 0.987 | 0.984 | 0.989 | 0.986 | 0.988 | 0.985 | 0.992 | 0.99 | 0.991 | 0.99 | 0.99 | 0.988 | 0.991 | 0.991 | 0.984 | 0.984 | 0.984 | 0.984 | 0.988 | 0.986 | 0.992 | 0.991 | 0.992 | 0.992
COOLKEER | 275 | 0.99 | 0.988 | 0.992 | 0.99 | 0.991 | 0.989 | 0.994 | 0.994 | 0.994 | 0.994 | 0.993 | 0.992 | 0.994 | 0.995 | 0.987 | 0.988 | 0.987 | 0.987 | 0.99 | 0.989 | 0.994 | 0.994 | 0.994 | 0.994
CREAGH | 110 | 1.001 | 0.998 | 1.003 | 1 | 1.001 | 0.999 | 1.003 | 1.003 | 1.004 | 1.004 | 1.002 | 1.002 | 1.002 | 1.004 | 0.997 | 0.998 | 0.994 | 0.994 | 0.996 | 0.995 | 0.996 | 0.997 | 0.997 | 0.999
CREG1A | 110 | 1.006 | 1.003 | 1.009 | 1.006 | 1.006 | 1.004 | 1.009 | 1.009 | 1.01 | 1.01 | 1.008 | 1.008 | 1.007 | 1.009 | 1.003 | 1.004 | 0.999 | 0.999 | 1.001 | 1.001 | 1.001 | 1.002 | 1.002 | 1.004
DONE1D | 110 | 1.004 | 1.002 | 1.006 | 1.004 | 1.004 | 1.003 | 1.007 | 1.007 | 1.007 | 1.008 | 1.006 | 1.006 | 1.004 | 1.007 | 1 | 1.002 | 0.996 | 0.997 | 0.999 | 0.999 | 0.998 | 1 | 0.999 | 1.002
OMAS- | 110 | 0.987 | 0.981 | 0.99 | 0.984 | 0.987 | 0.982 | 0.991 | 0.986 | 0.991 | 0.987 | 0.988 | 0.984 | 0.987 | 0.986 | 0.983 | 0.98 | 0.98 | 0.977 | 0.982 | 0.977 | 0.983 | 0.98 | 0.984 | 0.981
DRUM1- | 110 | 1.003 | 1.001 | 1.006 | 1.003 | 1.004 | 1.002 | 1.006 | 1.006 | 1.007 | 1.006 | 1.005 | 1.005 | 1.005 | 1.006 | 1.001 | 1.002 | 0.998 | 0.997 | 1 | 0.998 | 1 | 1 | 1.001 | 1.001
CURRAGHA | 110 | 0.985 | 0.979 | 0.988 | 0.982 | 0.985 | 0.981 | 0.989 | 0.985 | 0.989 | 0.985 | 0.986 | 0.982 | 0.986 | 0.984 | 0.981 | 0.978 | 0.978 | 0.975 | 0.98 | 0.975 | 0.981 | 0.978 | 0.982 | 0.979
DUNG1- | 110 | 0.998 | 0.995 | 1.001 | 0.997 | 0.998 | 0.996 | 1.001 | 1 | 1.001 | 1.001 | 1 | 0.999 | 1 | 1.001 | 0.996 | 0.996 | 0.992 | 0.991 | 0.994 | 0.993 | 0.995 | 0.994 | 0.996 | 0.996
EDEN1A | 110 | 1.001 | 0.999 | 1.003 | 1.001 | 1.001 | 1 | 1.004 | 1.005 | 1.005 | 1.006 | 1.004 | 1.005 | 1.001 | 1.004 | 0.997 | 0.999 | 0.993 | 0.994 | 0.995 | 0.996 | 0.994 | 0.996 | 0.995 | 0.998
ENNISKIL | 110 | 0.989 | 0.982 | 0.992 | 0.985 | 0.99 | 0.984 | 0.993 | 0.988 | 0.993 | 0.988 | 0.991 | 0.985 | 0.989 | 0.987 | 0.985 | 0.981 | 0.982 | 0.978 | 0.984 | 0.978 | 0.984 | 0.98 | 0.985 | 0.982
FINY1A | 110 | 1.003 | 1.001 | 1.006 | 1.004 | 1.003 | 1.002 | 1.006 | 1.007 | 1.007 | 1.008 | 1.005 | 1.006 | 1.004 | 1.007 | 1 | 1.002 | 0.996 | 0.997 | 0.998 | 0.998 | 0.997 | 0.999 | 0.998 | 1.001
GLEN1A | 110 | 1.002 | 0.999 | 1.004 | 1.001 | 1.002 | 1 | 1.004 | 1.004 | 1.005 | 1.005 | 1.003 | 1.003 | 1.003 | 1.005 | 0.998 | 1 | 0.994 | 0.995 | 0.997 | 0.996 | 0.997 | 0.998 | 0.998 | 1
GORT | 110 | 0.99 | 0.985 | 0.992 | 0.988 | 0.99 | 0.987 | 0.993 | 0.991 | 0.993 | 0.991 | 0.991 | 0.989 | 0.991 | 0.99 | 0.986 | 0.985 | 0.983 | 0.982 | 0.985 | 0.982 | 0.986 | 0.984 | 0.987 | 0.986
HANA1A | 110 | 1.003 | 1.001 | 1.005 | 1.003 | 1.003 | 1.002 | 1.006 | 1.007 | 1.007 | 1.007 | 1.005 | 1.006 | 1.003 | 1.007 | 0.999 | 1.002 | 0.995 | 0.997 | 0.998 | 0.998 | 0.997 | 0.999 | 0.998 | 1.001
HANA2A | 275 | 1.002 | 1 | 1.004 | 1.002 | 1.002 | 1.001 | 1.004 | 1.005 | 1.005 | 1.006 | 1.004 | 1.004 | 1.002 | 1.005 | 0.998 | 1 | 0.994 | 0.996 | 0.997 | 0.997 | 0.996 | 0.998 | 0.997 | 1
KELS1- | 110 | 0.999 | 0.997 | 1.001 | 0.999 | 0.998 | 0.998 | 1.001 | 1.002 | 1.001 | 1.002 | 1 | 1.001 | 1 | 1.003 | 0.995 | 0.997 | 0.991 | 0.993 | 0.994 | 0.994 | 0.994 | 0.996 | 0.995 | 0.997
KELS2- | 275 | 0.999 | 0.997 | 1.001 | 0.999 | 0.999 | 0.998 | 1.001 | 1.002 | 1.002 | 1.003 | 1.001 | 1.001 | 1 | 1.003 | 0.996 | 0.998 | 0.992 | 0.993 | 0.995 | 0.995 | 0.995 | 0.996 | 0.996 | 0.998
KILL1-CL | 110 | 0.985 | 0.981 | 0.987 | 0.983 | 0.985 | 0.982 | 0.989 | 0.987 | 0.989 | 0.987 | 0.987 | 0.985 | 0.988 | 0.987 | 0.982 | 0.98 | 0.981 | 0.98 | 0.985 | 0.981 | 0.988 | 0.985 | 0.988 | 0.986
KILR2- | 275 | 0.999 | 0.997 | 1.001 | 0.999 | 0.999 | 0.998 | 1.001 | 1.002 | 1.002 | 1.002 | 1 | 1.001 | 1.001 | 1.003 | 0.997 | 0.998 | 0.993 | 0.993 | 0.995 | 0.995 | 0.996 | 0.997 | 0.996 | 0.998
KNCK1A | 110 | 1.007 | 1.004 | 1.009 | 1.006 | 1.007 | 1.005 | 1.01 | 1.009 | 1.01 | 1.01 | 1.008 | 1.008 | 1.007 | 1.01 | 1.003 | 1.005 | 0.999 | 1 | 1.002 | 1.001 | 1.001 | 1.002 | 1.002 | 1.004
LARN1A | 110 | 0.999 | 0.997 | 1.001 | 0.999 | 0.999 | 0.998 | 1.002 | 1.002 | 1.002 | 1.003 | 1.001 | 1.002 | 0.999 | 1.002 | 0.995 | 0.997 | 0.991 | 0.992 | 0.993 | 0.994 | 0.993 | 0.995 | 0.994 | 0.997
LIMA1- | 110 | 0.988 | 0.983 | 0.991 | 0.986 | 0.989 | 0.985 | 0.993 | 0.99 | 0.993 | 0.99 | 0.99 | 0.988 | 0.99 | 0.991 | 0.984 | 0.983 | 0.982 | 0.982 | 0.986 | 0.983 | 0.989 | 0.988 | 0.99 | 0.989
LISB1A | 110 | 1.005 | 1.002 | 1.007 | 1.005 | 1.005 | 1.003 | 1.008 | 1.008 | 1.008 | 1.009 | 1.006 | 1.007 | 1.005 | 1.008 | 1.001 | 1.003 | 0.997 | 0.998 | 0.999 | 0.999 | 0.999 | 1.001 | 1 | 1.002
LSMR1A | 110 | 0.988 | 0.984 | 0.99 | 0.986 | 0.988 | 0.986 | 0.992 | 0.991 | 0.992 | 0.991 | 0.99 | 0.989 | 0.992 | 0.992 | 0.985 | 0.984 | 0.985 | 0.985 | 0.989 | 0.986 | 0.992 | 0.991 | 0.993 | 0.993
LOGE1A | 110 | 0.989 | 0.984 | 0.993 | 0.986 | 0.99 | 0.986 | 0.995 | 0.991 | 0.994 | 0.991 | 0.991 | 0.988 | 0.99 | 0.991 | 0.984 | 0.983 | 0.981 | 0.982 | 0.985 | 0.983 | 0.987 | 0.987 | 0.989 | 0.989
MAGF2- | 275 | 0.998 | 0.996 | 1 | 0.998 | 0.998 | 0.997 | 1.001 | 1.001 | 1.001 | 1.002 | 1 | 1 | 1 | 1.002 | 0.995 | 0.996 | 0.992 | 0.993 | 0.995 | 0.994 | 0.995 | 0.996 | 0.996 | 0.997
MAKL1-CL | 110 | 0.978 | 0.973 | 0.98 | 0.975 | 0.978 | 0.974 | 0.981 | 0.978 | 0.981 | 0.978 | 0.979 | 0.976 | 0.978 | 0.977 | 0.973 | 0.971 | 0.971 | 0.969 | 0.973 | 0.969 | 0.974 | 0.971 | 0.975 | 0.973
AUCHENCROSH | 275 | 0.976 | 0.976 | 0.976 | 0.976 | 0.976 | 0.976 | 0.976 | 0.976 | 0.976 | 0.976 | 0.976 | 0.976 | 0.976 | 0.976 | 0.976 | 0.976 | 0.976 | 0.976 | 0.976 | 0.976 | 0.976 | 0.976 | 0.976 | 0.976
NARD1B | 110 | 1.008 | 1.005 | 1.011 | 1.007 | 1.008 | 1.006 | 1.011 | 1.011 | 1.012 | 1.012 | 1.01 | 1.009 | 1.009 | 1.011 | 1.005 | 1.006 | 1 | 1.001 | 1.003 | 1.002 | 1.002 | 1.003 | 1.003 | 1.005
NEWY1B | 110 | 1.009 | 1.005 | 1.013 | 1.008 | 1.01 | 1.007 | 1.013 | 1.011 | 1.014 | 1.012 | 1.012 | 1.01 | 1.011 | 1.011 | 1.007 | 1.007 | 1.003 | 1.002 | 1.005 | 1.003 | 1.005 | 1.004 | 1.006 | 1.006
OMAH1- | 110 | 0.988 | 0.983 | 0.99 | 0.985 | 0.988 | 0.984 | 0.991 | 0.988 | 0.991 | 0.989 | 0.989 | 0.986 | 0.989 | 0.987 | 0.984 | 0.982 | 0.981 | 0.979 | 0.983 | 0.979 | 0.984 | 0.982 | 0.985 | 0.983
RASHARK1 | 110 | 0.987 | 0.983 | 0.99 | 0.986 | 0.988 | 0.985 | 0.992 | 0.989 | 0.991 | 0.99 | 0.988 | 0.987 | 0.987 | 0.99 | 0.982 | 0.983 | 0.978 | 0.98 | 0.981 | 0.981 | 0.983 | 0.984 | 0.985 | 0.986
RATH1B | 110 | 1.01 | 1.006 | 1.013 | 1.009 | 1.01 | 1.008 | 1.014 | 1.012 | 1.014 | 1.013 | 1.012 | 1.011 | 1.01 | 1.013 | 1.007 | 1.007 | 1.002 | 1.002 | 1.004 | 1.003 | 1.004 | 1.005 | 1.005 | 1.007
ROSE1A | 110 | 1.006 | 1.003 | 1.008 | 1.005 | 1.006 | 1.004 | 1.009 | 1.009 | 1.009 | 1.009 | 1.008 | 1.007 | 1.006 | 1.009 | 1.003 | 1.004 | 0.998 | 0.999 | 1.001 | 1 | 1 | 1.001 | 1.001 | 1.003
SKRK1- | 110 | 0.983 | 0.979 | 0.985 | 0.981 | 0.983 | 0.98 | 0.987 | 0.985 | 0.986 | 0.985 | 0.985 | 0.983 | 0.986 | 0.985 | 0.979 | 0.978 | 0.979 | 0.978 | 0.982 | 0.979 | 0.985 | 0.983 | 0.986 | 0.983
SPRN1B | 110 | 0.988 | 0.985 | 0.991 | 0.987 | 0.989 | 0.986 | 0.993 | 0.992 | 0.992 | 0.991 | 0.991 | 0.989 | 0.992 | 0.993 | 0.986 | 0.985 | 0.985 | 0.985 | 0.989 | 0.987 | 0.993 | 0.992 | 0.993 | 0.993
STRABANE | 110 | 0.986 | 0.981 | 0.989 | 0.984 | 0.987 | 0.983 | 0.991 | 0.988 | 0.99 | 0.988 | 0.988 | 0.985 | 0.989 | 0.987 | 0.983 | 0.981 | 0.982 | 0.98 | 0.985 | 0.981 | 0.987 | 0.984 | 0.988 | 0.986
TAND1A | 110 | 1.003 | 1.001 | 1.005 | 1.003 | 1.003 | 1.002 | 1.006 | 1.005 | 1.006 | 1.006 | 1.005 | 1.004 | 1.005 | 1.006 | 1.001 | 1.001 | 0.997 | 0.997 | 0.999 | 0.998 | 1 | 1 | 1 | 1.001
TANDRAGE | 275 | 1.001 | 0.999 | 1.003 | 1.001 | 1.001 | 1 | 1.003 | 1.003 | 1.004 | 1.004 | 1.002 | 1.002 | 1.002 | 1.004 | 0.999 | 0.999 | 0.995 | 0.995 | 0.997 | 0.996 | 0.998 | 0.998 | 0.998 | 0.999
TREM | 110 | 0.99 | 0.986 | 0.992 | 0.988 | 0.99 | 0.987 | 0.993 | 0.991 | 0.993 | 0.992 | 0.991 | 0.989 | 0.991 | 0.991 | 0.986 | 0.985 | 0.984 | 0.982 | 0.986 | 0.983 | 0.986 | 0.985 | 0.987 | 0.986
TAMNAMOR | 110 | 0.998 | 0.995 | 1 | 0.997 | 0.998 | 0.996 | 1 | 1 | 1.001 | 1 | 0.999 | 0.999 | 0.999 | 1 | 0.995 | 0.995 | 0.992 | 0.991 | 0.994 | 0.993 | 0.995 | 0.994 | 0.995 | 0.996
TAMNAMOR | 275 | 0.999 | 0.997 | 1.001 | 0.999 | 0.999 | 0.998 | 1.002 | 1.002 | 1.002 | 1.002 | 1.001 | 1.001 | 1.001 | 1.003 | 0.997 | 0.998 | 0.993 | 0.994 | 0.996 | 0.995 | 0.996 | 0.997 | 0.997 | 0.998
WARN1A | 110 | 1.006 | 1.003 | 1.008 | 1.005 | 1.006 | 1.004 | 1.009 | 1.008 | 1.009 | 1.008 | 1.007 | 1.007 | 1.007 | 1.008 | 1.003 | 1.004 | 0.999 | 0.999 | 1.001 | 1 | 1.002 | 1.002 | 1.003 | 1.003